## BoQ1 (hidden)
Percentage BoQ
BoQ_Ver3.0 | Percentage | Normal | INR Only | INR
Select, At Par, Excess (+), Less (-) |  | IOCL
Tender Inviting Authority: IWD, IIT(BHU), Varanasi
Name of Work: Renovation of toilets (nos. 2,3,6,7 & 12), construction of mess toilet, sewer line, mosquito net in all bathroom & mess area & rounding of tree in Vishwesharaiya Hostel, IIT (BHU), Varanasi.
Contract No: IIT(BHU)/IWD/CT/43/2018-19/1132 dated 31.07.2018
Name of the Bidder/ Bidding Firm / Company :
PRICE SCHEDULE (This BOQ template must not be modified/replaced by the bidder and the same should be uploaded after filling the relevent columns, else the bidder is liable to be rejected for this tender. Bidders are allowed to enter the Bidder Name and Values only )
NUMBER # | TEXT # | TEXT # | NUMBER # | TEXT # | NUMBER | NUMBER | TEXT | TEXT # | NUMBER # | TEXT# | TEXT # | NUMBER # | NUMBER | NUMBER | NUMBER | NUMBER | TEXT | TEXT | NUMBER | NUMBER | NUMBER | NUMBER | TEXT | TEXT | NUMBER | NUMBER | NUMBER | NUMBER | TEXT | TEXT | NUMBER | NUMBER | NUMBER | NUMBER | TEXT | TEXT | NUMBER | NUMBER | NUMBER | NUMBER | TEXT | TEXT | NUMBER | NUMBER | NUMBER # | NUMBER # | TEXT | TEXT | NUMBER # | NUMBER # | DATE | NUMBER # | NUMBER # | TEXT #
Sl. No. | Item Description | Item Code / Make | Quantity | Units | Estimated Rate in Rs. P |  |  | Addition / Deduction | Addition / Deduction Values | Currency Convertion against each Item | Quoted Currency in INR / Other Currency | BASIC RATE In Figures To be entered by the Bidder Rs. P | Excise Duty | VAT | Freight Charges ( Unloading & Stacking) | Any Other Taxes/Duties/Levies |  |  | Other Taxes 2 | IIIrd Party i.e DGS&D / RITES etc Inspection Charges @0.34%+Service Tax | Less for Cenvat Credit,if any respect of Supplies Under full Excise Duty Category | [30 empty] | TOTAL AMOUNT With Taxes in Rs. P | TOTAL AMOUNT With Taxes | TOTAL AMOUNT In Words
1 | 2 | 3 | 4 | 5 | 6 | 7 | 8 | 9 | 10 | 11 | 12 | 13 | 14 | 15 | 16 | 17 | 18 | 19 | 20 | 21 | 22 | 23 | 24 | 25 | 26 | 27 | 28 | 29 | 30 | 31 | 32 | 33 | 34 | 35 | 36 | 37 | 38 | 39 | 40 | 41 | 42 | 43 | 44 | 45 | 46 | 47 | 48 | 49 | 50 | 51 | 52 | 53 | 54 | 55
1 | Repairs to plaster of thickness 12 mm to 20 mm in patches of area 2.5 sq. meters and under, including cutting the patch in proper shape, raking out joints and preparing and plastering the surface of the walls complete, including disposal of rubbish to the dumping ground within 50 metres lead : | BI01010001010000000000000515BI0100001113 | [52 empty] | 1.01 | Supplying, Conveying and fixing spls. Including eart | item1 | 123.223 | Nos
1.01 | With cement mortar 1:4 (1 cement : 4 fine sand) (14.1.1) | BI01010001010000000000000515BI0100001113 | 5 | Sqm | 264.8 |  |  | Excess(+) | 1 | Full Conversion | INR | [40 empty] | 1324 | 1324 | INR One Thousand Three Hundred & Twenty Four Only | 1.01 | Supplying, Conveying and fixing spls. Including eart | item1 | 123.223 | Nos
2 | Distempering with oil bound washable distemper of approved brand and manufacture to give an even shade : | BI01010001010000000000000515BI0100001113 | [52 empty] | 1.01 | Supplying, Conveying and fixing spls. Including eart | item1 | 123.223 | Nos
2.01 | Old work (one or more coats)(14.45.1) | BI01010001010000000000000515BI0100001113 | 991 | Sqm | 33.35 |  |  | Excess(+) | 1 | Full Conversion | INR | [40 empty] | 33049.85 | 33049.85 | INR Thirty Three Thousand &Forty Nine and Paise Eighty Five Only | 1.01 | Supplying, Conveying and fixing spls. Including eart | item1 | 123.223 | Nos
3 | Removing dry or oil bound distemper, water proofing cement paint and the like by scrapping, sand papering and preparing the surface smooth including necessary repairs to scratches etc. complete. (14.46) | BI01010001010000000000000515BI0100001113 | 100 | Sqm | 10.8 |  |  | Excess(+) | 1 | Full Conversion | INR | [40 empty] | 1080 | 1080 | INR One Thousand &Eighty Only | 1.01 | Supplying, Conveying and fixing spls. Including eart | item1 | 123.223 | Nos
4 | Providing and applying white cement based putty of average thickness 1 mm, of approved brand and manufacturer, over the plastered wall surface to prepare the surface even and smooth complete. (13.80) | BI01010001010000000000000515BI0100001113 | 5 | Sqm | 87.35 |  |  | Excess(+) | 1 | Full Conversion | INR | [40 empty] | 436.75 | 436.75 | INR Four Hundred & Thirty Six and Paise Seventy Five Only | 1.01 | Supplying, Conveying and fixing spls. Including eart | item1 | 123.223 | Nos
5 | Distempering with oil bound washable distemper of approved brand and manufacture to give an even shade : | BI01010001010000000000000515BI0100001113 | [52 empty] | 1.01 | Supplying, Conveying and fixing spls. Including eart | item1 | 123.223 | Nos
5.01 | New work (two or more coats) over and including water tinnable priming coat with cement primer (13.41.1) | BI01010001010000000000000515BI0100001113 | 105 | Sqm | 93.7 |  |  | Excess(+) | 1 | Full Conversion | INR | [40 empty] | 9838.5 | 9838.5 | INR Nine Thousand Eight Hundred & Thirty Eight and Paise Fifty Only | 1.01 | Supplying, Conveying and fixing spls. Including eart | item1 | 123.223 | Nos
6 | Painting with synthetic enamel paint of approved brand and manufacture of required colour to give an even shade : | BI01010001010000000000000515BI0100001113 | [52 empty] | 1.01 | Supplying, Conveying and fixing spls. Including eart | item1 | 123.223 | Nos
6.01 | One or more coats on old work (14.54.1) | BI01010001010000000000000515BI0100001113 | 42 | Sqm | 51.3 |  |  | Excess(+) | 1 | Full Conversion | INR | [40 empty] | 2154.6 | 2154.6 | INR Two Thousand One Hundred & Fifty Four and Paise Sixty Only | 1.01 | Supplying, Conveying and fixing spls. Including eart | item1 | 123.223 | Nos
7 | Dismantling tile work in floors and roofs laid in cement mortar including stacking material within 50 metres lead. | BI01010001010000000000000515BI0100001113 | [52 empty] | 1.01 | Supplying, Conveying and fixing spls. Including eart | item1 | 123.223 | Nos
7.01 | For thickness of tiles 10 mm to 25 mm (15.23.1) | BI01010001010000000000000515BI0100001113 | 1381 | Sqm | 31.55 |  |  | Excess(+) | 1 | Full Conversion | INR | [40 empty] | 43570.55 | 43570.55 | INR Forty Three Thousand Five Hundred & Seventy and Paise Fifty Five Only | 1.01 | Supplying, Conveying and fixing spls. Including eart | item1 | 123.223 | Nos
8 | Dismantling old plaster or skirting raking out joints and cleaning the surface for plaster including disposal of rubbish to the dumping ground within 50 metres lead. (15.56) | BI01010001010000000000000515BI0100001113 | 1789 | Sqm | 22.4 |  |  | Excess(+) | 1 | Full Conversion | INR | [40 empty] | 40073.6 | 40073.6 | INR Forty Thousand &Seventy Three and Paise Sixty Only | 1.01 | Supplying, Conveying and fixing spls. Including eart | item1 | 123.223 | Nos
9 | Demolishing cement concrete manually/ by mechanical means including disposal of material within 50 metres lead as per direction of Engineer - in - charge. | BI01010001010000000000000515BI0100001113 | [52 empty] | 1.01 | Supplying, Conveying and fixing spls. Including eart | item1 | 123.223 | Nos
9.01 | Nominal concrete 1:3:6 or richer mix (i/c equivalent design mix) (15.2.1) | BI01010001010000000000000515BI0100001113 | 17 | Cum | 997.05 |  |  | Excess(+) | 1 | Full Conversion | INR | [40 empty] | 16949.85 | 16949.85 | INR Sixteen Thousand Nine Hundred & Forty Nine and Paise Eighty Five Only | 1.01 | Supplying, Conveying and fixing spls. Including eart | item1 | 123.223 | Nos
10 | Demolishing mud phaska in terracing and disposal of material within 50 metres lead. (15.27) | BI01010001010000000000000515BI0100001113 | 68 | Cum | 373.95 |  |  | Excess(+) | 1 | Full Conversion | INR | [40 empty] | 25428.6 | 25428.6 | INR Twenty Five Thousand Four Hundred & Twenty Eight and Paise Sixty Only | 1.01 | Supplying, Conveying and fixing spls. Including eart | item1 | 123.223 | Nos
11 | Demolishing brick work manually/ by mechanical means including stacking of serviceable material and disposal of unserviceable material within 50 metres lead as per direction of Engineer-in-charge. | BI01010001010000000000000515BI0100001113 | [52 empty] | 1.01 | Supplying, Conveying and fixing spls. Including eart | item1 | 123.223 | Nos
11.01 | In cement mortar (15.7.4) | BI01010001010000000000000515BI0100001113 | 11 | Cum | 842.75 |  |  | Excess(+) | 1 | Full Conversion | INR | [40 empty] | 9270.25 | 9270.25 | INR Nine Thousand Two Hundred & Seventy and Paise Twenty Five Only | 1.01 | Supplying, Conveying and fixing spls. Including eart | item1 | 123.223 | Nos
12 | Providing and laying water proofing treatment to vertical and horizontal surfaces of depressed portions of W.C., kitchen and the like consisting of: (i) Ist course of applying cement slurry @ 4.4 kg/sqm mixed with water proofing compound conforming to IS 2645 in recommended proportions including rounding off junction of vertical and horizontal surface. (ii) IInd course of 20 mm cement plaster 1:3 (1 cement : 3 coarse sand) mixed with water proofing compound in recommended proportion including rounding off junction of vertical and horizontal surface. (iii) IIIrd course of applying blown or residual bitumen applied hot at 1.7 kg. per sqm of area. (iv) IVth course of 400 micron thick PVC sheet. (Overlaps at joints of PVC sheet should be 100 mm wide and pasted to each other with bitumen @ 1.7 kg/ sqm).(22.3) | BI01010001010000000000000515BI0100001113 | 117 | Sqm | 505.9 |  |  | Excess(+) | 1 | Full Conversion | INR | [40 empty] | 59190.3 | 59190.3 | INR Fifty Nine Thousand One Hundred & Ninety and Paise Thirty Only | 1.01 | Supplying, Conveying and fixing spls. Including eart | item1 | 123.223 | Nos
13 | Providing and laying in position cement concrete of specified grade excluding the cost of centering and shuttering - All work up to plinth level : | BI01010001010000000000000515BI0100001113 | [52 empty] | 1.01 | Supplying, Conveying and fixing spls. Including eart | item1 | 123.223 | Nos
13.01 | (A) "1:2:4 (1 cement : 2 coarse sand (zone-III) : 4 graded stone aggregate 20 mm nominal size). (4.1.3) | BI01010001010000000000000515BI0100001113 | 13 | Cum | 5481.95 |  |  | Excess(+) | 1 | Full Conversion | INR | [40 empty] | 71265.35 | 71265.35 | INR Seventy One Thousand Two Hundred & Sixty Five and Paise Thirty Five Only | 1.01 | Supplying, Conveying and fixing spls. Including eart | item1 | 123.223 | Nos
13.02 | (B) 1:4:8 (1 Cement : 4 coarse sand (zone-III) : 8 graded stone aggregate 40 mm nominal size) (4.1.8) | BI01010001010000000000000515BI0100001113 | 4 | Cum | 4478.15 |  |  | Excess(+) | 1 | Full Conversion | INR | [40 empty] | 17912.6 | 17912.6 | INR Seventeen Thousand Nine Hundred & Twelve and Paise Sixty Only | 1.01 | Supplying, Conveying and fixing spls. Including eart | item1 | 123.223 | Nos
14 | Providing and fixing soil, waste and vent pipes : | BI01010001010000000000000515BI0100001113 | [52 empty] | 1.01 | Supplying, Conveying and fixing spls. Including eart | item1 | 123.223 | Nos
14.01 | Centrifugally cast (spun) iron socket & spigot (S&S) pipe as per IS: 3989 (17.35.1.2) | BI01010001010000000000000515BI0100001113 | 203 | Mtr. | 921.65 |  |  | Excess(+) | 1 | Full Conversion | INR | [40 empty] | 187094.95 | 187094.95 | INR One Lakh Eighty Seven Thousand &Ninety Four and Paise Ninety Five Only | 1.01 | Supplying, Conveying and fixing spls. Including eart | item1 | 123.223 | Nos
15 | Providing and fixing collar : | BI01010001010000000000000515BI0100001113 | [52 empty] | 1.01 | Supplying, Conveying and fixing spls. Including eart | item1 | 123.223 | Nos
15.01 | Sand cast iron S&S as per IS - 3989 (17.57.1.2) | BI01010001010000000000000515BI0100001113 | 28 | Nos. | 351.2 |  |  | Excess(+) | 1 | Full Conversion | INR | [40 empty] | 9833.6 | 9833.6 | INR Nine Thousand Eight Hundred & Thirty Three and Paise Sixty Only | 1.01 | Supplying, Conveying and fixing spls. Including eart | item1 | 123.223 | Nos
16 | Providing lead caulked joints to sand cast iron/centrifugally cast (spun) iron pipes and fittings of diameter : | BI01010001010000000000000515BI0100001113 | [52 empty] | 1.01 | Supplying, Conveying and fixing spls. Including eart | item1 | 123.223 | Nos
16.01 | 100 mm (17.58.1) | BI01010001010000000000000515BI0100001113 | 140 | Nos. | 309.95 |  |  | Excess(+) | 1 | Full Conversion | INR | [40 empty] | 43393 | 43393 | INR Forty Three Thousand Three Hundred & Ninety Three Only | 1.01 | Supplying, Conveying and fixing spls. Including eart | item1 | 123.223 | Nos
17 | Providing and fixing bend of required degree with access door, insertion rubber washer 3 mm thick, bolts and nuts complete | BI01010001010000000000000515BI0100001113 | [52 empty] | 1.01 | Supplying, Conveying and fixing spls. Including eart | item1 | 123.223 | Nos
17.01 | Sand cast iron S&S as per IS - 3989(17.38.1.2) | BI01010001010000000000000515BI0100001113 | 76 | Nos. | 384.9 |  |  | Excess(+) | 1 | Full Conversion | INR | [40 empty] | 29252.4 | 29252.4 | INR Twenty Nine Thousand Two Hundred & Fifty Two and Paise Forty Only | 1.01 | Supplying, Conveying and fixing spls. Including eart | item1 | 123.223 | Nos
18 | Providing and fixing plain bend of required degree. | BI01010001010000000000000515BI0100001113 | [52 empty] | 1.01 | Supplying, Conveying and fixing spls. Including eart | item1 | 123.223 | Nos
18.01 | Sand cast iron S&S as per IS : 3989 (17.39.1.2) | BI01010001010000000000000515BI0100001113 | 47 | Nos. | 334.95 |  |  | Excess(+) | 1 | Full Conversion | INR | [40 empty] | 15742.65 | 15742.65 | INR Fifteen Thousand Seven Hundred & Forty Two and Paise Sixty Five Only | 1.01 | Supplying, Conveying and fixing spls. Including eart | item1 | 123.223 | Nos
19 | Providing and fixing double equal plain junction of required degree. | BI01010001010000000000000515BI0100001113 | [52 empty] | 1.01 | Supplying, Conveying and fixing spls. Including eart | item1 | 123.223 | Nos
19.01 | 100x100x100x100 mm | BI01010001010000000000000515BI0100001113 | [52 empty] | 1.01 | Supplying, Conveying and fixing spls. Including eart | item1 | 123.223 | Nos
19.02 | Sand cast iron S&S as per IS - 3989 (17.42.1.2) | BI01010001010000000000000515BI0100001113 | 31 | Nos. | 747.3 |  |  | Excess(+) | 1 | Full Conversion | INR | [40 empty] | 23166.3 | 23166.3 | INR Twenty Three Thousand One Hundred & Sixty Six and Paise Thirty Only | 1.01 | Supplying, Conveying and fixing spls. Including eart | item1 | 123.223 | Nos
20 | Providing and fixing single equal plain junction of required degree with access door, insertion rubber washer 3 mm thick, bolts and nuts complete. | BI01010001010000000000000515BI0100001113 | [52 empty] | 1.01 | Supplying, Conveying and fixing spls. Including eart | item1 | 123.223 | Nos
20.01 | 100x100x100 mm | BI01010001010000000000000515BI0100001113 | [52 empty] | 1.01 | Supplying, Conveying and fixing spls. Including eart | item1 | 123.223 | Nos
20.02 | Sand cast iron S&S as per IS - 3989 (17.43.1.2) | BI01010001010000000000000515BI0100001113 | 23 | Nos. | 623 |  |  | Excess(+) | 1 | Full Conversion | INR | [40 empty] | 14329 | 14329 | INR Fourteen Thousand Three Hundred & Twenty Nine Only | 1.01 | Supplying, Conveying and fixing spls. Including eart | item1 | 123.223 | Nos
21 | Providing and fixing single equal plain junction of required degree : | BI01010001010000000000000515BI0100001113 | [52 empty] | 1.01 | Supplying, Conveying and fixing spls. Including eart | item1 | 123.223 | Nos
21.01 | 100x100x100 mm | BI01010001010000000000000515BI0100001113 | [52 empty] | 1.01 | Supplying, Conveying and fixing spls. Including eart | item1 | 123.223 | Nos
21.02 | Sand cast iron S&S as per IS - 3989 (17.44.1.2) | BI01010001010000000000000515BI0100001113 | 50 | Nos. | 575.4 |  |  | Excess(+) | 1 | Full Conversion | INR | [40 empty] | 28770 | 28770 | INR Twenty Eight Thousand Seven Hundred & Seventy Only | 1.01 | Supplying, Conveying and fixing spls. Including eart | item1 | 123.223 | Nos
22 | Providing and fixing trap of self cleansing design with screwed down or hinged grating with or without vent arm complete, including cost of cutting and making good the walls and floors : | BI01010001010000000000000515BI0100001113 | [52 empty] | 1.01 | Supplying, Conveying and fixing spls. Including eart | item1 | 123.223 | Nos
22.01 | 100 mm inlet and 100 mm outlet | BI01010001010000000000000515BI0100001113 | [52 empty] | 1.01 | Supplying, Conveying and fixing spls. Including eart | item1 | 123.223 | Nos
22.02 | Sand cast iron S&S as per IS: 3989 (17.60.1.1) | BI01010001010000000000000515BI0100001113 | 25 | Nos. | 1034.45 |  |  | Excess(+) | 1 | Full Conversion | INR | [40 empty] | 25861.25 | 25861.25 | INR Twenty Five Thousand Eight Hundred & Sixty One and Paise Twenty Five Only | 1.01 | Supplying, Conveying and fixing spls. Including eart | item1 | 123.223 | Nos
23 | Providing and fixing 100 mm sand cast Iron grating for gully trap. (17.29) | BI01010001010000000000000515BI0100001113 | 27 | Nos. | 29.25 |  |  | Excess(+) | 1 | Full Conversion | INR | [40 empty] | 789.75 | 789.75 | INR Seven Hundred & Eighty Nine and Paise Seventy Five Only | 1.01 | Supplying, Conveying and fixing spls. Including eart | item1 | 123.223 | Nos
24 | roviding and fixing M.S. stays and clamps for sand cast iron/ centrifugally cast (spun) iron pipes of diameter : | BI01010001010000000000000515BI0100001113 | [52 empty] | 1.01 | Supplying, Conveying and fixing spls. Including eart | item1 | 123.223 | Nos
24.01 | 100 mm (17.59.1) | BI01010001010000000000000515BI0100001113 | 115 | Nos. | 62 |  |  | Excess(+) | 1 | Full Conversion | INR | [40 empty] | 7130 | 7130 | INR Seven Thousand One Hundred & Thirty Only | 1.01 | Supplying, Conveying and fixing spls. Including eart | item1 | 123.223 | Nos
25 | Providing and fixing water closet squatting pan (Indian type W.C. pan ) with 100 mm sand cast Iron P or S trap, 10 litre low level white P.V.C. flushing cistern, including flush pipe, with manually controlled device (handle lever) conforming to IS : 7231, with all fittings and fixtures complete, including cutting and making good the walls and floors wherever required: | BI01010001010000000000000515BI0100001113 | [52 empty] | 1.01 | Supplying, Conveying and fixing spls. Including eart | item1 | 123.223 | Nos
25.01 | White Vitreous china Orissa pattern W.C. pan of size 580x440 mm with integral type foot rests (17.1.1) | BI01010001010000000000000515BI0100001113 | 17 | Nos. | 3494.2 |  |  | Excess(+) | 1 | Full Conversion | INR | [40 empty] | 59401.4 | 59401.4 | INR Fifty Nine Thousand Four Hundred & One and Paise Forty Only | 1.01 | Supplying, Conveying and fixing spls. Including eart | item1 | 123.223 | Nos
26 | Providing and fixing white vitreous china pedestal type water closet (European type W.C. pan) with seat and lid, 10 litre low level white P.V.C. flushing cistern, including flush pipe, with manually controlled device (handle lever), conforming to IS : 7231, with all fittings and fixtures complete, including cutting and making good the walls and floors wherever required : | BI01010001010000000000000515BI0100001113 | [52 empty] | 1.01 | Supplying, Conveying and fixing spls. Including eart | item1 | 123.223 | Nos
26.01 | W.C. pan with ISI marked white solid plastic seat and lid (17.2.1) | BI01010001010000000000000515BI0100001113 | 7 | Nos | 3418.7 |  |  | Excess(+) | 1 | Full Conversion | INR | [40 empty] | 23930.9 | 23930.9 | INR Twenty Three Thousand Nine Hundred & Thirty and Paise Ninety Only | 1.01 | Supplying, Conveying and fixing spls. Including eart | item1 | 123.223 | Nos
27 | Providing and fixing wash basin with C.I. brackets, 15 mm C.P. brass pillar taps, 32 mm C.P. brass waste of standard pattern, including painting of fittings and brackets, cutting and making good the walls wherever require: | BI01010001010000000000000515BI0100001113 | [52 empty] | 1.01 | Supplying, Conveying and fixing spls. Including eart | item1 | 123.223 | Nos
27.01 | White Vitreous China Wash basin size 630x450 mm with a single 15 mm C.P. brass pillar tap (17.7.2) | BI01010001010000000000000515BI0100001113 | 21 | Nos | 2020.6 |  |  | Excess(+) | 1 | Full Conversion | INR | [40 empty] | 42432.6 | 42432.6 | INR Forty Two Thousand Four Hundred & Thirty Two and Paise Sixty Only | 1.01 | Supplying, Conveying and fixing spls. Including eart | item1 | 123.223 | Nos
28 | Providing and fixing P.V.C. waste pipe for sink or wash basin including P.V.C. waste fittings complete. | BI01010001010000000000000515BI0100001113 | [52 empty] | 1.01 | Supplying, Conveying and fixing spls. Including eart | item1 | 123.223 | Nos
28.01 | Semi rigid pipe | BI01010001010000000000000515BI0100001113 | [52 empty] | 1.01 | Supplying, Conveying and fixing spls. Including eart | item1 | 123.223 | Nos
28.02 | 32 mm dia (17.28.1.1) | BI01010001010000000000000515BI0100001113 | 81 | Nos | 75.6 |  |  | Excess(+) | 1 | Full Conversion | INR | [40 empty] | 6123.6 | 6123.6 | INR Six Thousand One Hundred & Twenty Three and Paise Sixty Only | 1.01 | Supplying, Conveying and fixing spls. Including eart | item1 | 123.223 | Nos
29 | Providing and fixing mirror of superior glass (of approved quality) and of required shape and size with plastic moulded frame of approved make and shade with 6 mm thick hard board backing : | BI01010001010000000000000515BI0100001113 | [52 empty] | 1.01 | Supplying, Conveying and fixing spls. Including eart | item1 | 123.223 | Nos
29.01 | Rectangular shape 453x357 mm (17.32.2) | BI01010001010000000000000515BI0100001113 | 21 | Nos | 752.8 |  |  | Excess(+) | 1 | Full Conversion | INR | [40 empty] | 15808.8 | 15808.8 | INR Fifteen Thousand Eight Hundred & Eight and Paise Eighty Only | 1.01 | Supplying, Conveying and fixing spls. Including eart | item1 | 123.223 | Nos
30 | Providing and fixing white vitreous china flat back half stall urinal of size 580x380x350 mm with white PVC automatic flushing cistern, with fittings, standard size C.P. brass flush pipe, spreaders with unions and clamps (all in C.P. brass) with waste fitting as per IS : 2556, C.I. trap with outlet grating and other couplings in C.P. brass, including painting of fittings and cutting and making good the walls and floors wherever required : | BI01010001010000000000000515BI0100001113 | [52 empty] | 1.01 | Supplying, Conveying and fixing spls. Including eart | item1 | 123.223 | Nos
30.01 | (A)Single half stall urinal with 5 litre P.V.C. automatic flushing cistern (17.5.1) | BI01010001010000000000000515BI0100001113 | 7 | Nos | 6187.4 |  |  | Excess(+) | 1 | Full Conversion | INR | [40 empty] | 43311.8 | 43311.8 | INR Forty Three Thousand Three Hundred & Eleven and Paise Eighty Only | 1.01 | Supplying, Conveying and fixing spls. Including eart | item1 | 123.223 | Nos
30.02 | (B)Range of two half stall urinals with 5 litre P.V.C. automatic flushing cistern (17.5.2) | BI01010001010000000000000515BI0100001113 | 5 | Nos | 9317.6 |  |  | Excess(+) | 1 | Full Conversion | INR | [40 empty] | 46588 | 46588 | INR Forty Six Thousand Five Hundred & Eighty Eight Only | 1.01 | Supplying, Conveying and fixing spls. Including eart | item1 | 123.223 | Nos
31 | Making connection of drain or sewer line with existing manhole including breaking into and making good the walls, floors with cement concrete 1:2:4 mix (1 cement : 2 coarse sand : 4 graded stone aggregate 20 mm nominal size) cement plastered on both sides with cement mortar 1:3 (1 cement : 3 coarse sand), finished with a floating coat of neat cement and making necessary channels for the drain etc. complete : | BI01010001010000000000000515BI0100001113 | [52 empty] | 1.01 | Supplying, Conveying and fixing spls. Including eart | item1 | 123.223 | Nos
31.01 | For pipes 100 to 250 mm diameter (19.21.1) | BI01010001010000000000000515BI0100001113 | 4 | Nos | 391.15 |  |  | Excess(+) | 1 | Full Conversion | INR | [40 empty] | 1564.6 | 1564.6 | INR One Thousand Five Hundred & Sixty Four and Paise Sixty Only | 1.01 | Supplying, Conveying and fixing spls. Including eart | item1 | 123.223 | Nos
32 | Half brick masonry with common burnt clay F.P.S. (non modular) bricks of class designation 7.5 in superstructure above plinth level up to floor V level. | BI01010001010000000000000515BI0100001113 | [52 empty] | 1.01 | Supplying, Conveying and fixing spls. Including eart | item1 | 123.223 | Nos
32.01 | Cement mortar 1:4 (1 cement :4 coarse sand) (6.13.2) | BI01010001010000000000000515BI0100001113 | 9 | Sqm | 684.2 |  |  | Excess(+) | 1 | Full Conversion | INR | [40 empty] | 6157.8 | 6157.8 | INR Six Thousand One Hundred & Fifty Seven and Paise Eighty Only | 1.01 | Supplying, Conveying and fixing spls. Including eart | item1 | 123.223 | Nos
33 | Providing and fixing G.I. pipes complete with G.I. fittings and clamps, i/c cutting and making good the walls etc. | BI01010001010000000000000515BI0100001113 | [52 empty] | 1.01 | Supplying, Conveying and fixing spls. Including eart | item1 | 123.223 | Nos
33.01 | Internal work - Exposed on wall | BI01010001010000000000000515BI0100001113 | [52 empty] | 1.01 | Supplying, Conveying and fixing spls. Including eart | item1 | 123.223 | Nos
33.02 | (A) 15 mm dia nominal bore (18.10.1) | BI01010001010000000000000515BI0100001113 | 257 | Mtrs | 186.4 |  |  | Excess(+) | 1 | Full Conversion | INR | [40 empty] | 47904.8 | 47904.8 | INR Forty Seven Thousand Nine Hundred & Four and Paise Eighty Only | 1.01 | Supplying, Conveying and fixing spls. Including eart | item1 | 123.223 | Nos
33.03 | (B)25 mm dia nominal bore (18.10.3) | BI01010001010000000000000515BI0100001113 | 80 | Mtrs | 247.85 |  |  | Excess(+) | 1 | Full Conversion | INR | [40 empty] | 19828 | 19828 | INR Nineteen Thousand Eight Hundred & Twenty Eight Only | 1.01 | Supplying, Conveying and fixing spls. Including eart | item1 | 123.223 | Nos
34 | Providing and fixing C.P. brass bib cock of approved quality conforming to IS:8931 : | BI01010001010000000000000515BI0100001113 | [52 empty] | 1.01 | Supplying, Conveying and fixing spls. Including eart | item1 | 123.223 | Nos
34.01 | 15 mm nominal bore (18.49.1) | BI01010001010000000000000515BI0100001113 | 35 | Nos | 371.7 |  |  | Excess(+) | 1 | Full Conversion | INR | [40 empty] | 13009.5 | 13009.5 | INR Thirteen Thousand &Nine and Paise Fifty Only | 1.01 | Supplying, Conveying and fixing spls. Including eart | item1 | 123.223 | Nos
35 | Providing and fixing C.P. brass stop cock (concealed) of standard design and of approved make conforming to IS:8931. | BI01010001010000000000000515BI0100001113 | [52 empty] | 1.01 | Supplying, Conveying and fixing spls. Including eart | item1 | 123.223 | Nos
35.01 | 15 mm nominal bore (18.52.1) | BI01010001010000000000000515BI0100001113 | 35 | Nos | 545.95 |  |  | Excess(+) | 1 | Full Conversion | INR | [40 empty] | 19108.25 | 19108.25 | INR Nineteen Thousand One Hundred & Eight and Paise Twenty Five Only | 1.01 | Supplying, Conveying and fixing spls. Including eart | item1 | 123.223 | Nos
36 | Providing and fixing PTMT swivelling shower, 15 mm nominal bore, weighing not less than 40 gms (18.64) | BI01010001010000000000000515BI0100001113 | 22 | Nos | 100.7 |  |  | Excess(+) | 1 | Full Conversion | INR | [40 empty] | 2215.4 | 2215.4 | INR Two Thousand Two Hundred & Fifteen and Paise Forty Only | 1.01 | Supplying, Conveying and fixing spls. Including eart | item1 | 123.223 | Nos
37 | Making connection of G.I. distribution branch with G.I. main of following sizes by providing and fixing tee, including cutting and threading the pipe etc. complete : | BI01010001010000000000000515BI0100001113 | [52 empty] | 1.01 | Supplying, Conveying and fixing spls. Including eart | item1 | 123.223 | Nos
37.01 | 25 to 40 mm nominal bore (18.13.1) | BI01010001010000000000000515BI0100001113 | 7 | Nos | 394.15 |  |  | Excess(+) | 1 | Full Conversion | INR | [40 empty] | 2759.05 | 2759.05 | INR Two Thousand Seven Hundred & Fifty Nine and Paise Five Only | 1.01 | Supplying, Conveying and fixing spls. Including eart | item1 | 123.223 | Nos
38 | Painting G.I. pipes and fittings with synthetic enamel white paint with two coats over a ready mixed priming coat, both of approved quality for new work : | BI01010001010000000000000515BI0100001113 | [52 empty] | 1.01 | Supplying, Conveying and fixing spls. Including eart | item1 | 123.223 | Nos
38.01 | 25 mm diameter pipe (18.38.3) | BI01010001010000000000000515BI0100001113 | 60 | Mtrs | 15.5 |  |  | Excess(+) | 1 | Full Conversion | INR | [40 empty] | 930 | 930 | INR Nine Hundred & Thirty Only | 1.01 | Supplying, Conveying and fixing spls. Including eart | item1 | 123.223 | Nos
39 | Providing and fixing stone slab with table rubbed, edges rounded and polished, of size 75x50 cm deep and 1.8 cm thick, fixed in urinal partitions by cutting a chase of appropriate width with chase cutter and embedding the stone in the chase with epoxy grout or with cement concrete 1:2:4 (1 cement : 2 coarse sand : 4 graded stone aggregate 6 mm nominal size) as per direction of Engineer-in-charge and finished smooth. | BI01010001010000000000000515BI0100001113 | [52 empty] | 1.01 | Supplying, Conveying and fixing spls. Including eart | item1 | 123.223 | Nos
39.01 | Granite Stone of approved shade (8.10.2) | BI01010001010000000000000515BI0100001113 | 7 | Sqm | 2831.95 |  |  | Excess(+) | 1 | Full Conversion | INR | [40 empty] | 19823.65 | 19823.65 | INR Nineteen Thousand Eight Hundred & Twenty Three and Paise Sixty Five Only | 1.01 | Supplying, Conveying and fixing spls. Including eart | item1 | 123.223 | Nos
40 | Providing and fixing Ist quality ceramic glazed wall tiles conforming to IS: 15622 (thickness to be specified by the manufacturer), of approved make, in all colours, shades except burgundy, bottle green, black of any size as approved by Engineer-in-Charge, in skirting, risers of steps and dados, over 12 mm thick bed of cement mortar 1:3 (1 cement : 3 coarse sand) and jointing with grey cement slurry @ 3.3kg per sqm, including pointing in white cement mixed with pigment of matching shade complete. (11.36) | BI01010001010000000000000515BI0100001113 | 552 | Sqm | 744.8 |  |  | Excess(+) | 1 | Full Conversion | INR | [40 empty] | 411129.6 | 411129.6 | INR Four Lakh Eleven Thousand One Hundred & Twenty Nine and Paise Sixty Only | 1.01 | Supplying, Conveying and fixing spls. Including eart | item1 | 123.223 | Nos
41 | Providing and laying Ceramic glazed floor tiles of size 300x300 mm (thickness to be specified by the manufacturer) of 1st quality conforming to IS : 15622 of approved make in colours such as White, Ivory, Grey, Fume Red Brown, laid on 20 mm thick cement mortar 1:4 (1 Cement : 4 Coarse sand), jointing with grey cement slurry @ 3.3kg/sqm including pointing the joints with white cement and matching pigment etc., complete. (11.37) | BI01010001010000000000000515BI0100001113 | 283 | Sqm | 688.35 |  |  | Excess(+) | 1 | Full Conversion | INR | [40 empty] | 194803.05 | 194803.05 | INR One Lakh Ninety Four Thousand Eight Hundred & Three and Paise Five Only | 1.01 | Supplying, Conveying and fixing spls. Including eart | item1 | 123.223 | Nos
42 | Steel work welded in built up sections/ framed work, including cutting, hoisting, fixing in position and applying a priming coat of approved steel primer using structural steel etc. as required. | BI01010001010000000000000515BI0100001113 | [52 empty] | 1.01 | Supplying, Conveying and fixing spls. Including eart | item1 | 123.223 | Nos
42.01 | In gratings, frames, guard bar, ladder, railings, brackets, gates and similar works (10.25.2) | BI01010001010000000000000515BI0100001113 | 420 | Kg | 85.95 |  |  | Excess(+) | 1 | Full Conversion | INR | [40 empty] | 36099 | 36099 | INR Thirty Six Thousand &Ninety Nine Only | 1.01 | Supplying, Conveying and fixing spls. Including eart | item1 | 123.223 | Nos
43 | Providing and fixing ISI marked flush door shutters conforming to IS : 2202 (Part I) decorative type, core of block board construction with frame of 1st class hard wood and well matched teak 3 ply veneering with vertical grains or cross bands and face veneers on both faces of shutters. | BI01010001010000000000000515BI0100001113 | [52 empty] | 1.01 | Supplying, Conveying and fixing spls. Including eart | item1 | 123.223 | Nos
43.01 | 30 mm thick including ISI marked Stainless Steel butt hinges with necessary screws (9.20.2) | BI01010001010000000000000515BI0100001113 | 111 | Sqm | 2372.8 |  |  | Excess(+) | 1 | Full Conversion | INR | [40 empty] | 263380.8 | 263380.8 | INR Two Lakh Sixty Three Thousand Three Hundred & Eighty and Paise Eighty Only | 1.01 | Supplying, Conveying and fixing spls. Including eart | item1 | 123.223 | Nos
44 | Painting with synthetic enamel paint of approved brand and manufacture of required colour to give an even shade : | BI01010001010000000000000515BI0100001113 | [52 empty] | 1.01 | Supplying, Conveying and fixing spls. Including eart | item1 | 123.223 | Nos
44.01 | Two or more coats on new work over an under coat of suitable shade with ordinary paint of approved brand and manufacture (13.62.1) | BI01010001010000000000000515BI0100001113 | 92 | Sqm | 112.3 |  |  | Excess(+) | 1 | Full Conversion | INR | [40 empty] | 10331.6 | 10331.6 | INR Ten Thousand Three Hundred & Thirty One and Paise Sixty Only | 1.01 | Supplying, Conveying and fixing spls. Including eart | item1 | 123.223 | Nos
45 | Providing and fixing aluminium work for doors, windows, ventilators and partitions with extruded built up standard tubular sections/ appropriate Z sections and other sections of approved make conforming to IS: 733 and IS: 1285, fixing with dash fasteners of required dia and size, including necessary filling up the gaps at junctions, i.e. at top, bottom and sides with required EPDM rubber/ neoprene gasket etc. Aluminium sections shall be smooth, rust free, straight, mitred and jointed mechanically wherever required including cleat angle, Aluminium snap beading for glazing / paneling, C.P. brass / stainless steel screws, all complete as per architectural drawings and the directions of Engineer-in-charge. (Glazing, paneling and dash fasteners to be paid for separately) : | BI01010001010000000000000515BI0100001113 | [52 empty] | 1.01 | Supplying, Conveying and fixing spls. Including eart | item1 | 123.223 | Nos
45.01 | For fixed portion | BI01010001010000000000000515BI0100001113 | [52 empty] | 1.01 | Supplying, Conveying and fixing spls. Including eart | item1 | 123.223 | Nos
45.02 | Anodised aluminium (anodised transparent or dyed to required shade according to IS: 1868, Minimum anodic coating of grade AC 15) (21.1.1.1) | BI01010001010000000000000515BI0100001113 | 14 | Kg | 355.2 |  |  | Excess(+) | 1 | Full Conversion | INR | [40 empty] | 4972.8 | 4972.8 | INR Four Thousand Nine Hundred & Seventy Two and Paise Eighty Only | 1.01 | Supplying, Conveying and fixing spls. Including eart | item1 | 123.223 | Nos
46 | Providing and fixing aluminium handles, ISI marked, anodised (anodic coating not less than grade AC 10 as per IS : 1868) transparent or dyed to required colour or shade, with necessary screws etc. complete : | BI01010001010000000000000515BI0100001113 | [52 empty] | 1.01 | Supplying, Conveying and fixing spls. Including eart | item1 | 123.223 | Nos
46.01 | 125 mm (9.100.1) | BI01010001010000000000000515BI0100001113 | 26 | Nos | 51.1 |  |  | Excess(+) | 1 | Full Conversion | INR | [40 empty] | 1328.6 | 1328.6 | INR One Thousand Three Hundred & Twenty Eight and Paise Sixty Only | 1.01 | Supplying, Conveying and fixing spls. Including eart | item1 | 123.223 | Nos
47 | Providing and fixing aluminium tower bolts, ISI marked, anodised (anodic coating not less than grade AC 10 as per IS : 1868 ) transparent or dyed to required colour or shade, with necessary screws etc. complete : | BI01010001010000000000000515BI0100001113 | [52 empty] | 1.01 | Supplying, Conveying and fixing spls. Including eart | item1 | 123.223 | Nos
47.01 | 250x10 mm (9.97.2) | BI01010001010000000000000515BI0100001113 | 13 | Nos | 88.1 |  |  | Excess(+) | 1 | Full Conversion | INR | [40 empty] | 1145.3 | 1145.3 | INR One Thousand One Hundred & Forty Five and Paise Thirty Only | 1.01 | Supplying, Conveying and fixing spls. Including eart | item1 | 123.223 | Nos
48 | Providing and fixing aluminium sliding door bolts, ISI marked anodised (anodic coating not less than grade AC 10 as per IS : 1868), transparent or dyed to required colour or shade, with nuts and screws etc. complete : | BI01010001010000000000000515BI0100001113 | [52 empty] | 1.01 | Supplying, Conveying and fixing spls. Including eart | item1 | 123.223 | Nos
48.01 | 250x16 mm (9.96.2) | BI01010001010000000000000515BI0100001113 | 13 | Nos | 189.2 |  |  | Excess(+) | 1 | Full Conversion | INR | [40 empty] | 2459.6 | 2459.6 | INR Two Thousand Four Hundred & Fifty Nine and Paise Sixty Only | 1.01 | Supplying, Conveying and fixing spls. Including eart | item1 | 123.223 | Nos
49 | Earth work in excavation by mechanical means (Hydraulic excavator)/ manual means in foundation trenches or drains (not exceeding 1.5 m in width or 10 sqm on plan) including dressing of sides and ramming of bottoms, lift upto 1.5 m, including getting out the excavated soil and disposal of surplus excavated soil as directed, within a lead of 50m | BI01010001010000000000000515BI0100001113 | [52 empty] | 1.01 | Supplying, Conveying and fixing spls. Including eart | item1 | 123.223 | Nos
49.01 | All kinds of soil.(2.8.1) | BI01010001010000000000000515BI0100001113 | 17 | Cum | 166.4 |  |  | Excess(+) | 1 | Full Conversion | INR | [40 empty] | 2828.8 | 2828.8 | INR Two Thousand Eight Hundred & Twenty Eight and Paise Eighty Only | 1.01 | Supplying, Conveying and fixing spls. Including eart | item1 | 123.223 | Nos
50 | Brick work with common burnt clay F.P.S. (non modular) bricks of class designation 7.5 in foundation and plinth in : | BI01010001010000000000000515BI0100001113 | [52 empty] | 1.01 | Supplying, Conveying and fixing spls. Including eart | item1 | 123.223 | Nos
50.01 | Cement mortar 1:6 (1 cement : 6 coarse sand) (6.1.2) | BI01010001010000000000000515BI0100001113 | 8 | Cum | 4751.65 |  |  | Excess(+) | 1 | Full Conversion | INR | [40 empty] | 38013.2 | 38013.2 | INR Thirty Eight Thousand &Thirteen and Paise Twenty Only | 1.01 | Supplying, Conveying and fixing spls. Including eart | item1 | 123.223 | Nos
51 | Brick work with common burnt clay F.P.S. (non modular) bricks of class designation 75 in superstructure above plinth level upto floor V level in all shapes and sizes in: | BI01010001010000000000000515BI0100001113 | [52 empty] | 1.01 | Supplying, Conveying and fixing spls. Including eart | item1 | 123.223 | Nos
51.01 | Cement mortar 1:6 ( 1 cement : 6 coarse sand ) (6.4.2) | BI01010001010000000000000515BI0100001113 | 17 | Cum | 5582.85 |  |  | Excess(+) | 1 | Full Conversion | INR | [40 empty] | 94908.45 | 94908.45 | INR Ninety Four Thousand Nine Hundred & Eight and Paise Forty Five Only | 1.01 | Supplying, Conveying and fixing spls. Including eart | item1 | 123.223 | Nos
52 | Half brick masonry with bricks of class designation 75 in foundations and plinth in : | BI01010001010000000000000515BI0100001113 | [52 empty] | 1.01 | Supplying, Conveying and fixing spls. Including eart | item1 | 123.223 | Nos
52.01 | Cement mortar 1:4 (1 Cement : 4 coarse sand) (6.12.2) | BI01010001010000000000000515BI0100001113 | 13 | Sqm | 593.5 |  |  | Excess(+) | 1 | Full Conversion | INR | [40 empty] | 7715.5 | 7715.5 | INR Seven Thousand Seven Hundred & Fifteen and Paise Fifty Only | 1.01 | Supplying, Conveying and fixing spls. Including eart | item1 | 123.223 | Nos
53 | Centering and shuttering including strutting, propping etc. and removal of form for: | BI01010001010000000000000515BI0100001113 | [52 empty] | 1.01 | Supplying, Conveying and fixing spls. Including eart | item1 | 123.223 | Nos
53.01 | Suspended floors, roofs, landings, balconies and access platform. (5.9.3) | BI01010001010000000000000515BI0100001113 | 16 | Sqm | 422.3 |  |  | Excess(+) | 1 | Full Conversion | INR | [40 empty] | 6756.8 | 6756.8 | INR Six Thousand Seven Hundred & Fifty Six and Paise Eighty Only | 1.01 | Supplying, Conveying and fixing spls. Including eart | item1 | 123.223 | Nos
53.02 | Lintels, beams, plinth beams, girders, bressumers and cantilevers.(5.9.5) | BI01010001010000000000000515BI0100001113 | 10 | Sqm | 342.9 |  |  | Excess(+) | 1 | Full Conversion | INR | [40 empty] | 3429 | 3429 | INR Three Thousand Four Hundred & Twenty Nine Only | 1.01 | Supplying, Conveying and fixing spls. Including eart | item1 | 123.223 | Nos
54 | Reinforcement for R.C.C. work including straightening, cutting, bending, placing in position and binding all complete . | BI01010001010000000000000515BI0100001113 | [52 empty] | 1.01 | Supplying, Conveying and fixing spls. Including eart | item1 | 123.223 | Nos
54.01 | Thermo-Mechanically Treated bars.(5.22A.6) | BI01010001010000000000000515BI0100001113 | 402 | kg | 56.6 |  |  | Excess(+) | 1 | Full Conversion | INR | [40 empty] | 22753.2 | 22753.2 | INR Twenty Two Thousand Seven Hundred & Fifty Three and Paise Twenty Only | 1.01 | Supplying, Conveying and fixing spls. Including eart | item1 | 123.223 | Nos
55 | Filling available excavated earth (excluding rock) in trenches, plinth, sides of foundations etc. in layers not exceeding 20cm in depth: consolidating each deposited layer by ramming and watering , lead up to 50m and lift up to 1.5m.(2.25) | BI01010001010000000000000515BI0100001113 | 14 | cum | 125.75 |  |  | Excess(+) | 1 | Full Conversion | INR | [40 empty] | 1760.5 | 1760.5 | INR One Thousand Seven Hundred & Sixty and Paise Fifty Only | 1.01 | Supplying, Conveying and fixing spls. Including eart | item1 | 123.223 | Nos
56 | Providing and laying in position specified grade of reinforced cement concrete excluding the cost of centering, shuttering, finishing and reinforcement - All work upto plinth level | BI01010001010000000000000515BI0100001113 | [52 empty] | 1.01 | Supplying, Conveying and fixing spls. Including eart | item1 | 123.223 | Nos
56.01 | 1:1.5:3 (1 Cement : 1.5 coarse sand : 3 graded stone aggregate 20 mm nominal size) (5.1.2) | BI01010001010000000000000515BI0100001113 | 3 | Cum | 6215.35 |  |  | Excess(+) | 1 | Full Conversion | INR | [40 empty] | 18646.05 | 18646.05 | INR Eighteen Thousand Six Hundred & Forty Six and Paise Five Only | 1.01 | Supplying, Conveying and fixing spls. Including eart | item1 | 123.223 | Nos
57 | Reinforced cement concrete work in beams, suspended floors, roofs having slope upto 15°, landings, balconies, shelves, chajjas, lintels, bands, plain window sills, staircases and spiral stair cases upto floor five level excluding the cost of centering, shuttering, finishing and reinforcement with (a) 1:2:4 (1 Cement : 2 coarse sand : 4 graded stone aggregate 20mm nominal size) (5.3) | BI01010001010000000000000515BI0100001113 | 2 | Cum | 7390.8 |  |  | Excess(+) | 1 | Full Conversion | INR | [40 empty] | 14781.6 | 14781.6 | INR Fourteen Thousand Seven Hundred & Eighty One and Paise Sixty Only | 1.01 | Supplying, Conveying and fixing spls. Including eart | item1 | 123.223 | Nos
58 | 12 mm cement plaster of mix : | BI01010001010000000000000515BI0100001113 | [52 empty] | 1.01 | Supplying, Conveying and fixing spls. Including eart | item1 | 123.223 | Nos
58.01 | 1:6 (1 cement : 6 coarse sand) (13.4.2) | BI01010001010000000000000515BI0100001113 | 184 | Sqm | 168.25 |  |  | Excess(+) | 1 | Full Conversion | INR | [40 empty] | 30958 | 30958 | INR Thirty Thousand Nine Hundred & Fifty Eight Only | 1.01 | Supplying, Conveying and fixing spls. Including eart | item1 | 123.223 | Nos
59 | 15 mm cement plaster on rough side of single or half brick wall of mix : | BI01010001010000000000000515BI0100001113 | [52 empty] | 1.01 | Supplying, Conveying and fixing spls. Including eart | item1 | 123.223 | Nos
59.01 | 1:6 (1 cement : 6 coarse sand) (13.5.2) | BI01010001010000000000000515BI0100001113 | 78 | Sqm | 194.6 |  |  | Excess(+) | 1 | Full Conversion | INR | [40 empty] | 15178.8 | 15178.8 | INR Fifteen Thousand One Hundred & Seventy Eight and Paise Eighty Only | 1.01 | Supplying, Conveying and fixing spls. Including eart | item1 | 123.223 | Nos
60 | Neat cement punning.(13.18) | BI01010001010000000000000515BI0100001113 | 17 | sqm | 42.6 |  |  | Excess(+) | 1 | Full Conversion | INR | [40 empty] | 724.2 | 724.2 | INR Seven Hundred & Twenty Four and Paise Twenty Only | 1.01 | Supplying, Conveying and fixing spls. Including eart | item1 | 123.223 | Nos
61 | Demolishing R.C.C. work manually by mechanical means including stacking of steel bars and disposal of unserviceable material within 50 metres lead as per direction of Engineer in charge. (15.3) | BI01010001010000000000000515BI0100001113 | 20 | Cum | 1454.55 |  |  | Excess(+) | 1 | Full Conversion | INR | [40 empty] | 29091 | 29091 | INR Twenty Nine Thousand &Ninety One Only | 1.01 | Supplying, Conveying and fixing spls. Including eart | item1 | 123.223 | Nos
62 | Providing, laying and jointing glazed stoneware pipes grade ‘A’ with stiff mixture of cement mortar in the proportion of 1:1 (1 cement : 1 fine sand) including testing of joints etc. complete | BI01010001010000000000000515BI0100001113 | [52 empty] | 1.01 | Supplying, Conveying and fixing spls. Including eart | item1 | 123.223 | Nos
62.01 | 150 mm diameter (19.1.2) | BI01010001010000000000000515BI0100001113 | 60 | Mtrs | 327.05 |  |  | Excess(+) | 1 | Full Conversion | INR | [40 empty] | 19623 | 19623 | INR Nineteen Thousand Six Hundred & Twenty Three Only | 1.01 | Supplying, Conveying and fixing spls. Including eart | item1 | 123.223 | Nos
63 | Providing and laying cement concrete 1:5:10 (1 cement : 5 coarse sand : 10 graded stone aggregate 40 mm nominal size) upto haunches of S.W. pipes including bed concrete as per standard design : | BI01010001010000000000000515BI0100001113 | [52 empty] | 1.01 | Supplying, Conveying and fixing spls. Including eart | item1 | 123.223 | Nos
63.01 | 150 mm diameter S.W. pipe (19.3.2) | BI01010001010000000000000515BI0100001113 | 60 | Mtrs | 479.85 |  |  | Excess(+) | 1 | Full Conversion | INR | [40 empty] | 28791 | 28791 | INR Twenty Eight Thousand Seven Hundred & Ninety One Only | 1.01 | Supplying, Conveying and fixing spls. Including eart | item1 | 123.223 | Nos
64 | Excavating trenches of required width for pipes, cables, etc including excavation for sockets, and dressing of sides, ramming of bottoms, depth upto 1.5 m including getting out the excavated soil, and then returning the soil as required, in layers not exceeding 20cm in depth including consolidating each deposited layer by ramming, watering, etc. and disposing of surplus excavated soil as directed , within a lead of 50m | BI01010001010000000000000515BI0100001113 | [52 empty] | 1.01 | Supplying, Conveying and fixing spls. Including eart | item1 | 123.223 | Nos
64.01 | All kinds of soil | BI01010001010000000000000515BI0100001113 | [52 empty] | 1.01 | Supplying, Conveying and fixing spls. Including eart | item1 | 123.223 | Nos
64.02 | Pipes, cables etc. exceeding 80mm dia. but not exceeding 300 mm dia. (2.10.1.2) | BI01010001010000000000000515BI0100001113 | 110 | Mtrs | 225.45 |  |  | Excess(+) | 1 | Full Conversion | INR | [40 empty] | 24799.5 | 24799.5 | INR Twenty Four Thousand Seven Hundred & Ninety Nine and Paise Fifty Only | 1.01 | Supplying, Conveying and fixing spls. Including eart | item1 | 123.223 | Nos
65 | Providing and fixing uplasticised PVC connection pipe with brass unions | BI01010001010000000000000515BI0100001113 | [52 empty] | 1.01 | Supplying, Conveying and fixing spls. Including eart | item1 | 123.223 | Nos
65.01 | 30 cm length | BI01010001010000000000000515BI0100001113 | [52 empty] | 1.01 | Supplying, Conveying and fixing spls. Including eart | item1 | 123.223 | Nos
65.02 | 15 mm nominal bore (18.21.1.1) | BI01010001010000000000000515BI0100001113 | 20 | Nos | 59.4 |  |  | Excess(+) | 1 | Full Conversion | INR | [40 empty] | 1188 | 1188 | INR One Thousand One Hundred & Eighty Eight Only | 1.01 | Supplying, Conveying and fixing spls. Including eart | item1 | 123.223 | Nos
66 | Providing and fixing on wall face unplasticised - Rigid PVC rain water pipes conforming to IS : 13592 Type A including jointing with seal ring conforming to IS : 5382 leaving 10 mm gap for thermal expansion. (i) Single socketed pipes. | BI01010001010000000000000515BI0100001113 | [52 empty] | 1.01 | Supplying, Conveying and fixing spls. Including eart | item1 | 123.223 | Nos
66.01 | 110 mm diameter (12.41.2) | BI01010001010000000000000515BI0100001113 | 33 | Nos | 236.35 |  |  | Excess(+) | 1 | Full Conversion | INR | [40 empty] | 7799.55 | 7799.55 | INR Seven Thousand Seven Hundred & Ninety Nine and Paise Fifty Five Only | 1.01 | Supplying, Conveying and fixing spls. Including eart | item1 | 123.223 | Nos
67 | Providing and fixing terminal guard: | BI01010001010000000000000515BI0100001113 | [52 empty] | 1.01 | Supplying, Conveying and fixing spls. Including eart | item1 | 123.223 | Nos
67.01 | 100 mm | BI01010001010000000000000515BI0100001113 | [52 empty] | 1.01 | Supplying, Conveying and fixing spls. Including eart | item1 | 123.223 | Nos
67.02 | Sand cast iron S&S as per IS: - 3989 (17.56.1.2) | BI01010001010000000000000515BI0100001113 | 8 | Nos | 333.8 |  |  | Excess(+) | 1 | Full Conversion | INR | [40 empty] | 2670.4 | 2670.4 | INR Two Thousand Six Hundred & Seventy and Paise Forty Only | 1.01 | Supplying, Conveying and fixing spls. Including eart | item1 | 123.223 | Nos
68 | Providing and fixing double equal plain invert branch of required degree: | BI01010001010000000000000515BI0100001113 | [52 empty] | 1.01 | Supplying, Conveying and fixing spls. Including eart | item1 | 123.223 | Nos
68.01 | 100x100x100x100mm | BI01010001010000000000000515BI0100001113 | [52 empty] | 1.01 | Supplying, Conveying and fixing spls. Including eart | item1 | 123.223 | Nos
68.02 | Sand cast iron S&S as per IS: - 3989 (17.49.1.2) | BI01010001010000000000000515BI0100001113 | 12 | Nos | 642.75 |  |  | Excess(+) | 1 | Full Conversion | INR | [40 empty] | 7713 | 7713 | INR Seven Thousand Seven Hundred & Thirteen Only | 1.01 | Supplying, Conveying and fixing spls. Including eart | item1 | 123.223 | Nos
69 | Constructing masonry Chamber 60x45x50 cm, inside with 75 class designation brick work in cement mortar 1:4 ( 1 cement :4 fine sand) for water meter complete with C.I.double flap surface box 400x200x200mm. (inside) with locking arrangement and RCC top slab 1:2:4 mix (1 cement :2 coarse sand : 4 graded stone aggregate 20mm nominal size ) necessary excavation foundation concrete 1:5:10 ( 1 cement :5 fine sand:10 graded stone aggregate 40 mm nominal size ) and inside plastering with cement mortar 1:3 ( 1 cement :3 coarse sand) 12 mm thick finished with a floating coat of neat cement complete as per standard design. | BI01010001010000000000000515BI0100001113 | [52 empty] | 1.01 | Supplying, Conveying and fixing spls. Including eart | item1 | 123.223 | Nos
69.01 | With common burnt clay F.P.S. (non modular) bricks of class designation 7.5 (18.37.1) | BI01010001010000000000000515BI0100001113 | 3 | Nos | 6088.6 |  |  | Excess(+) | 1 | Full Conversion | INR | [40 empty] | 18265.8 | 18265.8 | INR Eighteen Thousand Two Hundred & Sixty Five and Paise Eighty Only | 1.01 | Supplying, Conveying and fixing spls. Including eart | item1 | 123.223 | Nos
70 | Providing and fixing double unequal plain junction of required degree: | BI01010001010000000000000515BI0100001113 | [52 empty] | 1.01 | Supplying, Conveying and fixing spls. Including eart | item1 | 123.223 | Nos
70.01 | 100x100x75x75mm | BI01010001010000000000000515BI0100001113 | [52 empty] | 1.01 | Supplying, Conveying and fixing spls. Including eart | item1 | 123.223 | Nos
70.02 | Sand cast iron S&S as per IS: - 3989 (17.46.1.2) | BI01010001010000000000000515BI0100001113 | 6 | Nos | 956.35 |  |  | Excess(+) | 1 | Full Conversion | INR | [40 empty] | 5738.1 | 5738.1 | INR Five Thousand Seven Hundred & Thirty Eight and Paise Ten Only | 1.01 | Supplying, Conveying and fixing spls. Including eart | item1 | 123.223 | Nos
71 | Providng and fixing PTMT towel rail complete with brackets fixed to wooden cleats with CP brass screws with concealed fitting arangement of approved quality and colour. | BI01010001010000000000000515BI0100001113 | [52 empty] | 1.01 | Supplying, Conveying and fixing spls. Including eart | item1 | 123.223 | Nos
71.01 | 450mm long towel rail with total lgnth of 495mm, 78mm wide and effective hight of 88mm, weighin not less thatn 170gms. (17.73.1) | BI01010001010000000000000515BI0100001113 | 4 | Nos | 390.2 |  |  | Excess(+) | 1 | Full Conversion | INR | [40 empty] | 1560.8 | 1560.8 | INR One Thousand Five Hundred & Sixty and Paise Eighty Only | 1.01 | Supplying, Conveying and fixing spls. Including eart | item1 | 123.223 | Nos
72 | Providing and fixing G.I. Union in G.I. pipe including cutting and threading the pipe and making long screws etc. complete (new work) | BI01010001010000000000000515BI0100001113 | [52 empty] | 1.01 | Supplying, Conveying and fixing spls. Including eart | item1 | 123.223 | Nos
72.01 | 15mm nominal bore (18.46.1) | BI01010001010000000000000515BI0100001113 | 4 | Nos | 147.75 |  |  | Excess(+) | 1 | Full Conversion | INR | [40 empty] | 591 | 591 | INR Five Hundred & Ninety One Only | 1.01 | Supplying, Conveying and fixing spls. Including eart | item1 | 123.223 | Nos
72.02 | 25mm nominal bore (18.46.3) | BI01010001010000000000000515BI0100001113 | 2 | Nos | 205.8 |  |  | Excess(+) | 1 | Full Conversion | INR | [40 empty] | 411.6 | 411.6 | INR Four Hundred & Eleven and Paise Sixty Only | 1.01 | Supplying, Conveying and fixing spls. Including eart | item1 | 123.223 | Nos
73 | Providing and fixing PTMT grating of approved quality, colour . | BI01010001010000000000000515BI0100001113 | [52 empty] | 1.01 | Supplying, Conveying and fixing spls. Including eart | item1 | 123.223 | Nos
73.01 | Circular type | BI01010001010000000000000515BI0100001113 | [52 empty] | 1.01 | Supplying, Conveying and fixing spls. Including eart | item1 | 123.223 | Nos
73.02 | 100 mm nominal dia . (18.58.1.1) | BI01010001010000000000000515BI0100001113 | 24 | Nos | 32.75 |  |  | Excess(+) | 1 | Full Conversion | INR | [40 empty] | 786 | 786 | INR Seven Hundred & Eighty Six Only | 1.01 | Supplying, Conveying and fixing spls. Including eart | item1 | 123.223 | Nos
74 | Providing and fixing brass bib cock of approved quality. | BI01010001010000000000000515BI0100001113 | [52 empty] | 1.01 | Supplying, Conveying and fixing spls. Including eart | item1 | 123.223 | Nos
74.01 | 15 mm nominal bore (18.15.1) | BI01010001010000000000000515BI0100001113 | 8 | Nos | 260.1 |  |  | Excess(+) | 1 | Full Conversion | INR | [40 empty] | 2080.8 | 2080.8 | INR Two Thousand &Eighty and Paise Eighty Only | 1.01 | Supplying, Conveying and fixing spls. Including eart | item1 | 123.223 | Nos
75 | Providing and fixing brass stop cock of approved quality | BI01010001010000000000000515BI0100001113 | [52 empty] | 1.01 | Supplying, Conveying and fixing spls. Including eart | item1 | 123.223 | Nos
75.01 | 15 mm nominal bore (18.16.1) | BI01010001010000000000000515BI0100001113 | 8 | Nos | 260.1 |  |  | Excess(+) | 1 | Full Conversion | INR | [40 empty] | 2080.8 | 2080.8 | INR Two Thousand &Eighty and Paise Eighty Only | 1.01 | Supplying, Conveying and fixing spls. Including eart | item1 | 123.223 | Nos
76 | Providing and fixing gun metal gate valve with C.I. wheel of approved quality(screwed end ) | BI01010001010000000000000515BI0100001113 | [52 empty] | 1.01 | Supplying, Conveying and fixing spls. Including eart | item1 | 123.223 | Nos
76.01 | 25 mm nominal bore (18.17.1) | BI01010001010000000000000515BI0100001113 | 2 | Nos | 428.2 |  |  | Excess(+) | 1 | Full Conversion | INR | [40 empty] | 856.4 | 856.4 | INR Eight Hundred & Fifty Six and Paise Forty Only | 1.01 | Supplying, Conveying and fixing spls. Including eart | item1 | 123.223 | Nos
77 | Providing and fixing on wall face unplasticised - PVC moulded fittings/accessories for unplasticised - Rigid PVC rain water pipes conforming to IS : 13592 Type A including jointing with seal ring conforming to IS : 5382 leaving 10 mm gap for thermal expansion. | BI01010001010000000000000515BI0100001113 | [52 empty] | 1.01 | Supplying, Conveying and fixing spls. Including eart | item1 | 123.223 | Nos
77.01 | Coupler | BI01010001010000000000000515BI0100001113 | [52 empty] | 1.01 | Supplying, Conveying and fixing spls. Including eart | item1 | 123.223 | Nos
77.02 | 110 mm (12.42.1.2) | BI01010001010000000000000515BI0100001113 | 8 | Nos. | 102.65 |  |  | Excess(+) | 1 | Full Conversion | INR | [40 empty] | 821.2 | 821.2 | INR Eight Hundred & Twenty One and Paise Twenty Only | 1.01 | Supplying, Conveying and fixing spls. Including eart | item1 | 123.223 | Nos
77.03 | Bend 87.5° | BI01010001010000000000000515BI0100001113 | [52 empty] | 1.01 | Supplying, Conveying and fixing spls. Including eart | item1 | 123.223 | Nos
77.04 | 110 mm bend (12.42.5.2) | BI01010001010000000000000515BI0100001113 | 8 | Nos. | 113.1 |  |  | Excess(+) | 1 | Full Conversion | INR | [40 empty] | 904.8 | 904.8 | INR Nine Hundred & Four and Paise Eighty Only | 1.01 | Supplying, Conveying and fixing spls. Including eart | item1 | 123.223 | Nos
77.05 | Shoe (Plain) | BI01010001010000000000000515BI0100001113 | [52 empty] | 1.01 | Supplying, Conveying and fixing spls. Including eart | item1 | 123.223 | Nos
77.06 | 110 mm Shoe (12.42.6.2) | BI01010001010000000000000515BI0100001113 | 8 | Nos. | 98 |  |  | Excess(+) | 1 | Full Conversion | INR | [40 empty] | 784 | 784 | INR Seven Hundred & Eighty Four Only | 1.01 | Supplying, Conveying and fixing spls. Including eart | item1 | 123.223 | Nos
78 | Providing and laying cement concrete 1:5:10 (1 cement : 5 coarse sand : 10 graded stone aggregate 40 mm nominal size) all-round S.W. pipes including bed concrete as per standard design : | BI01010001010000000000000515BI0100001113 | [52 empty] | 1.01 | Supplying, Conveying and fixing spls. Including eart | item1 | 123.223 | Nos
78.01 | 150 mm diameter S.W. pipe (19.2.2) | BI01010001010000000000000515BI0100001113 | 50 | Mtr | 761.85 |  |  | Excess(+) | 1 | Full Conversion | INR | [40 empty] | 38092.5 | 38092.5 | INR Thirty Eight Thousand &Ninety Two and Paise Fifty Only | 1.01 | Supplying, Conveying and fixing spls. Including eart | item1 | 123.223 | Nos
79 | Constructing brick masonry manhole in cement mortar 1:4 ( 1 cement : 4 coarse sand ) with R.C.C. top slab with 1:2:4 mix (1 cement : 2 coarse sand : 4 graded stone aggregate 20 mm nominal size), foundation concrete 1:4:8 mix (1 cement : 4 coarse sand : 8 graded stone aggregate 40 mm nominal size), inside plastering 12 mm thick with cement mortar 1:3 (1 cement : 3 coarse sand) finished with floating coat of neat cement and making channels in cement concrete 1:2:4 (1 cement : 2 coarse sand : 4graded stone aggregate 20 mm nominal size) finished with a floating coat of neat cement complete as per standard design : | BI01010001010000000000000515BI0100001113 | [52 empty] | 1.01 | Supplying, Conveying and fixing spls. Including eart | item1 | 123.223 | Nos
79.01 | With common burnt clay F.P.S. (non modular) bricks of class designation 7.5 (19.7.3.1) | BI01010001010000000000000515BI0100001113 | 1 | Nos | 22983.25 |  |  | Excess(+) | 1 | Full Conversion | INR | [40 empty] | 22983.25 | 22983.25 | INR Twenty Two Thousand Nine Hundred & Eighty Three and Paise Twenty Five Only | 1.01 | Supplying, Conveying and fixing spls. Including eart | item1 | 123.223 | Nos
80 | Constructing masonry Chamber 60x60x75 cm inside, in brick work in cement mortar 1:4 (1 cement : 4 coarse sand) for sluice valve, with C.I. surface box 100mm top diameter, 160 mm bottom diameter and 180 mm deep ( inside) with chained lid and RCC top slab 1:2:4 mix (1 cement : 2 coarse sand : 4 graded stone aggregate 20mm nominal size ) , i/c necessary excavation, foundation concrete 1:5:10 (1 cement : 5 fine sand : 10 graded stone aggregate 40 mm nominal size) and inside plastering with cement mortar 1:3 (1 cement : 3 coarse sand) 12 mm thick, finished with a floating coat of neat cement complete as per standard design : | BI01010001010000000000000515BI0100001113 | [52 empty] | 1.01 | Supplying, Conveying and fixing spls. Including eart | item1 | 123.223 | Nos
80.01 | With common burnt clay F.P.S.(non modular) bricks of class designation 7.5 (18.33.1) | BI01010001010000000000000515BI0100001113 | 1 | Nos | 6849.6 |  |  | Excess(+) | 1 | Full Conversion | INR | [40 empty] | 6849.6 | 6849.6 | INR Six Thousand Eight Hundred & Forty Nine and Paise Sixty Only | 1.01 | Supplying, Conveying and fixing spls. Including eart | item1 | 123.223 | Nos
81 | Providing and fixing fly proof stainless steel grade 304 wire gauge, to windows and clerestory windows using wire gauge with average width of aperture 1.4 mm in both directions with wire of dia. 0.50 mm all complete. | BI01010001010000000000000515BI0100001113 | [52 empty] | 1.01 | Supplying, Conveying and fixing spls. Including eart | item1 | 123.223 | Nos
81.01 | With 2nd class teak wood beading 62X19 mm (9.135.1) | BI01010001010000000000000515BI0100001113 | 220 | Sqm | 1343.55 |  |  | Excess(+) | 1 | Full Conversion | INR | [40 empty] | 295581 | 295581 | INR Two Lakh Ninety Five Thousand Five Hundred & Eighty One Only | 1.01 | Supplying, Conveying and fixing spls. Including eart | item1 | 123.223 | Nos
82 | Carriage of malba (approved rate ) | BI01010001010000000000000515BI0100001113 | 24 | Trip | 339 |  |  | Excess(+) | 1 | Full Conversion | INR | [40 empty] | 8136 | 8136 | INR Eight Thousand One Hundred & Thirty Six Only | 1.01 | Supplying, Conveying and fixing spls. Including eart | item1 | 123.223 | Nos
Total in Figures | [51 empty] | 2800109.4 | 2800109.4 | INR Twenty Eight Lakh One Hundred & Nine and Paise Forty Only | 4 | Construction of chamber for 100mm sluice plates | item5 | 10 | Nos
Quoted Rate in Figures |  |  |  | Select | [47 empty] | 0 | 0 | INR Zero Only
Quoted Rate in Words |  | INR Zero Only
Note on K111: gepadmin: 1. If you choose "Full Conversion" then Column BA (AMOUNT) and Column BB (TAXES) BOTH values will be convert based on selected Currency in (Column L). 2. If you choose "Partial Conversion" then Column BA (AMOUNT) only will be converted based on selected currency (Column L) and Column BB (TAXES) value (INR) will be added to the converted values.
Note on K112: gepadmin: 1. If you choose "Full Conversion" then Column BA (AMOUNT) and Column BB (TAXES) BOTH values will be convert based on selected Currency in (Column L). 2. If you choose "Partial Conversion" then Column BA (AMOUNT) only will be converted based on selected currency (Column L) and Column BB (TAXES) value (INR) will be added to the converted values.
Note on K113: gepadmin: 1. If you choose "Full Conversion" then Column BA (AMOUNT) and Column BB (TAXES) BOTH values will be convert based on selected Currency in (Column L). 2. If you choose "Partial Conversion" then Column BA (AMOUNT) only will be converted based on selected currency (Column L) and Column BB (TAXES) value (INR) will be added to the converted values.
Note on K114: gepadmin: 1. If you choose "Full Conversion" then Column BA (AMOUNT) and Column BB (TAXES) BOTH values will be convert based on selected Currency in (Column L). 2. If you choose "Partial Conversion" then Column BA (AMOUNT) only will be converted based on selected currency (Column L) and Column BB (TAXES) value (INR) will be added to the converted values.
Note on K115: gepadmin: 1. If you choose "Full Conversion" then Column BA (AMOUNT) and Column BB (TAXES) BOTH values will be convert based on selected Currency in (Column L). 2. If you choose "Partial Conversion" then Column BA (AMOUNT) only will be converted based on selected currency (Column L) and Column BB (TAXES) value (INR) will be added to the converted values.
Note on K116: gepadmin: 1. If you choose "Full Conversion" then Column BA (AMOUNT) and Column BB (TAXES) BOTH values will be convert based on selected Currency in (Column L). 2. If you choose "Partial Conversion" then Column BA (AMOUNT) only will be converted based on selected currency (Column L) and Column BB (TAXES) value (INR) will be added to the converted values.
Note on K125: gepadmin: 1. If you choose "Full Conversion" then Column BA (AMOUNT) and Column BB (TAXES) BOTH values will be convert based on selected Currency in (Column L). 2. If you choose "Partial Conversion" then Column BA (AMOUNT) only will be converted based on selected currency (Column L) and Column BB (TAXES) value (INR) will be added to the converted values.
Note on K126: gepadmin: 1. If you choose "Full Conversion" then Column BA (AMOUNT) and Column BB (TAXES) BOTH values will be convert based on selected Currency in (Column L). 2. If you choose "Partial Conversion" then Column BA (AMOUNT) only will be converted based on selected currency (Column L) and Column BB (TAXES) value (INR) will be added to the converted values.
Note on K117: gepadmin: 1. If you choose "Full Conversion" then Column BA (AMOUNT) and Column BB (TAXES) BOTH values will be convert based on selected Currency in (Column L). 2. If you choose "Partial Conversion" then Column BA (AMOUNT) only will be converted based on selected currency (Column L) and Column BB (TAXES) value (INR) will be added to the converted values.
Note on K118: gepadmin: 1. If you choose "Full Conversion" then Column BA (AMOUNT) and Column BB (TAXES) BOTH values will be convert based on selected Currency in (Column L). 2. If you choose "Partial Conversion" then Column BA (AMOUNT) only will be converted based on selected currency (Column L) and Column BB (TAXES) value (INR) will be added to the converted values.
Note on K119: gepadmin: 1. If you choose "Full Conversion" then Column BA (AMOUNT) and Column BB (TAXES) BOTH values will be convert based on selected Currency in (Column L). 2. If you choose "Partial Conversion" then Column BA (AMOUNT) only will be converted based on selected currency (Column L) and Column BB (TAXES) value (INR) will be added to the converted values.
Note on K120: gepadmin: 1. If you choose "Full Conversion" then Column BA (AMOUNT) and Column BB (TAXES) BOTH values will be convert based on selected Currency in (Column L). 2. If you choose "Partial Conversion" then Column BA (AMOUNT) only will be converted based on selected currency (Column L) and Column BB (TAXES) value (INR) will be added to the converted values.
Note on K121: gepadmin: 1. If you choose "Full Conversion" then Column BA (AMOUNT) and Column BB (TAXES) BOTH values will be convert based on selected Currency in (Column L). 2. If you choose "Partial Conversion" then Column BA (AMOUNT) only will be converted based on selected currency (Column L) and Column BB (TAXES) value (INR) will be added to the converted values.
Note on K122: gepadmin: 1. If you choose "Full Conversion" then Column BA (AMOUNT) and Column BB (TAXES) BOTH values will be convert based on selected Currency in (Column L). 2. If you choose "Partial Conversion" then Column BA (AMOUNT) only will be converted based on selected currency (Column L) and Column BB (TAXES) value (INR) will be added to the converted values.
Note on K123: gepadmin: 1. If you choose "Full Conversion" then Column BA (AMOUNT) and Column BB (TAXES) BOTH values will be convert based on selected Currency in (Column L). 2. If you choose "Partial Conversion" then Column BA (AMOUNT) only will be converted based on selected currency (Column L) and Column BB (TAXES) value (INR) will be added to the converted values.
Note on K124: gepadmin: 1. If you choose "Full Conversion" then Column BA (AMOUNT) and Column BB (TAXES) BOTH values will be convert based on selected Currency in (Column L). 2. If you choose "Partial Conversion" then Column BA (AMOUNT) only will be converted based on selected currency (Column L) and Column BB (TAXES) value (INR) will be added to the converted values.
Note on K181: gepadmin: 1. If you choose "Full Conversion" then Column BA (AMOUNT) and Column BB (TAXES) BOTH values will be convert based on selected Currency in (Column L). 2. If you choose "Partial Conversion" then Column BA (AMOUNT) only will be converted based on selected currency (Column L) and Column BB (TAXES) value (INR) will be added to the converted values.
Note on K182: gepadmin: 1. If you choose "Full Conversion" then Column BA (AMOUNT) and Column BB (TAXES) BOTH values will be convert based on selected Currency in (Column L). 2. If you choose "Partial Conversion" then Column BA (AMOUNT) only will be converted based on selected currency (Column L) and Column BB (TAXES) value (INR) will be added to the converted values.
Note on K183: gepadmin: 1. If you choose "Full Conversion" then Column BA (AMOUNT) and Column BB (TAXES) BOTH values will be convert based on selected Currency in (Column L). 2. If you choose "Partial Conversion" then Column BA (AMOUNT) only will be converted based on selected currency (Column L) and Column BB (TAXES) value (INR) will be added to the converted values.
Note on K184: gepadmin: 1. If you choose "Full Conversion" then Column BA (AMOUNT) and Column BB (TAXES) BOTH values will be convert based on selected Currency in (Column L). 2. If you choose "Partial Conversion" then Column BA (AMOUNT) only will be converted based on selected currency (Column L) and Column BB (TAXES) value (INR) will be added to the converted values.
Note on K185: gepadmin: 1. If you choose "Full Conversion" then Column BA (AMOUNT) and Column BB (TAXES) BOTH values will be convert based on selected Currency in (Column L). 2. If you choose "Partial Conversion" then Column BA (AMOUNT) only will be converted based on selected currency (Column L) and Column BB (TAXES) value (INR) will be added to the converted values.
Note on K165: gepadmin: 1. If you choose "Full Conversion" then Column BA (AMOUNT) and Column BB (TAXES) BOTH values will be convert based on selected Currency in (Column L). 2. If you choose "Partial Conversion" then Column BA (AMOUNT) only will be converted based on selected currency (Column L) and Column BB (TAXES) value (INR) will be added to the converted values.
Note on K166: gepadmin: 1. If you choose "Full Conversion" then Column BA (AMOUNT) and Column BB (TAXES) BOTH values will be convert based on selected Currency in (Column L). 2. If you choose "Partial Conversion" then Column BA (AMOUNT) only will be converted based on selected currency (Column L) and Column BB (TAXES) value (INR) will be added to the converted values.
Note on K167: gepadmin: 1. If you choose "Full Conversion" then Column BA (AMOUNT) and Column BB (TAXES) BOTH values will be convert based on selected Currency in (Column L). 2. If you choose "Partial Conversion" then Column BA (AMOUNT) only will be converted based on selected currency (Column L) and Column BB (TAXES) value (INR) will be added to the converted values.
Note on K168: gepadmin: 1. If you choose "Full Conversion" then Column BA (AMOUNT) and Column BB (TAXES) BOTH values will be convert based on selected Currency in (Column L). 2. If you choose "Partial Conversion" then Column BA (AMOUNT) only will be converted based on selected currency (Column L) and Column BB (TAXES) value (INR) will be added to the converted values.
Note on K169: gepadmin: 1. If you choose "Full Conversion" then Column BA (AMOUNT) and Column BB (TAXES) BOTH values will be convert based on selected Currency in (Column L). 2. If you choose "Partial Conversion" then Column BA (AMOUNT) only will be converted based on selected currency (Column L) and Column BB (TAXES) value (INR) will be added to the converted values.
Note on K170: gepadmin: 1. If you choose "Full Conversion" then Column BA (AMOUNT) and Column BB (TAXES) BOTH values will be convert based on selected Currency in (Column L). 2. If you choose "Partial Conversion" then Column BA (AMOUNT) only will be converted based on selected currency (Column L) and Column BB (TAXES) value (INR) will be added to the converted values.
Note on K171: gepadmin: 1. If you choose "Full Conversion" then Column BA (AMOUNT) and Column BB (TAXES) BOTH values will be convert based on selected Currency in (Column L). 2. If you choose "Partial Conversion" then Column BA (AMOUNT) only will be converted based on selected currency (Column L) and Column BB (TAXES) value (INR) will be added to the converted values.
Note on K172: gepadmin: 1. If you choose "Full Conversion" then Column BA (AMOUNT) and Column BB (TAXES) BOTH values will be convert based on selected Currency in (Column L). 2. If you choose "Partial Conversion" then Column BA (AMOUNT) only will be converted based on selected currency (Column L) and Column BB (TAXES) value (INR) will be added to the converted values.
Note on K173: gepadmin: 1. If you choose "Full Conversion" then Column BA (AMOUNT) and Column BB (TAXES) BOTH values will be convert based on selected Currency in (Column L). 2. If you choose "Partial Conversion" then Column BA (AMOUNT) only will be converted based on selected currency (Column L) and Column BB (TAXES) value (INR) will be added to the converted values.
Note on K174: gepadmin: 1. If you choose "Full Conversion" then Column BA (AMOUNT) and Column BB (TAXES) BOTH values will be convert based on selected Currency in (Column L). 2. If you choose "Partial Conversion" then Column BA (AMOUNT) only will be converted based on selected currency (Column L) and Column BB (TAXES) value (INR) will be added to the converted values.
Note on K175: gepadmin: 1. If you choose "Full Conversion" then Column BA (AMOUNT) and Column BB (TAXES) BOTH values will be convert based on selected Currency in (Column L). 2. If you choose "Partial Conversion" then Column BA (AMOUNT) only will be converted based on selected currency (Column L) and Column BB (TAXES) value (INR) will be added to the converted values.
Note on K176: gepadmin: 1. If you choose "Full Conversion" then Column BA (AMOUNT) and Column BB (TAXES) BOTH values will be convert based on selected Currency in (Column L). 2. If you choose "Partial Conversion" then Column BA (AMOUNT) only will be converted based on selected currency (Column L) and Column BB (TAXES) value (INR) will be added to the converted values.
Note on K177: gepadmin: 1. If you choose "Full Conversion" then Column BA (AMOUNT) and Column BB (TAXES) BOTH values will be convert based on selected Currency in (Column L). 2. If you choose "Partial Conversion" then Column BA (AMOUNT) only will be converted based on selected currency (Column L) and Column BB (TAXES) value (INR) will be added to the converted values.
Note on K178: gepadmin: 1. If you choose "Full Conversion" then Column BA (AMOUNT) and Column BB (TAXES) BOTH values will be convert based on selected Currency in (Column L). 2. If you choose "Partial Conversion" then Column BA (AMOUNT) only will be converted based on selected currency (Column L) and Column BB (TAXES) value (INR) will be added to the converted values.
Note on K179: gepadmin: 1. If you choose "Full Conversion" then Column BA (AMOUNT) and Column BB (TAXES) BOTH values will be convert based on selected Currency in (Column L). 2. If you choose "Partial Conversion" then Column BA (AMOUNT) only will be converted based on selected currency (Column L) and Column BB (TAXES) value (INR) will be added to the converted values.
Note on K180: gepadmin: 1. If you choose "Full Conversion" then Column BA (AMOUNT) and Column BB (TAXES) BOTH values will be convert based on selected Currency in (Column L). 2. If you choose "Partial Conversion" then Column BA (AMOUNT) only will be converted based on selected currency (Column L) and Column BB (TAXES) value (INR) will be added to the converted values.
Note on K127: gepadmin: 1. If you choose "Full Conversion" then Column BA (AMOUNT) and Column BB (TAXES) BOTH values will be convert based on selected Currency in (Column L). 2. If you choose "Partial Conversion" then Column BA (AMOUNT) only will be converted based on selected currency (Column L) and Column BB (TAXES) value (INR) will be added to the converted values.
Note on K128: gepadmin: 1. If you choose "Full Conversion" then Column BA (AMOUNT) and Column BB (TAXES) BOTH values will be convert based on selected Currency in (Column L). 2. If you choose "Partial Conversion" then Column BA (AMOUNT) only will be converted based on selected currency (Column L) and Column BB (TAXES) value (INR) will be added to the converted values.
Note on K129: gepadmin: 1. If you choose "Full Conversion" then Column BA (AMOUNT) and Column BB (TAXES) BOTH values will be convert based on selected Currency in (Column L). 2. If you choose "Partial Conversion" then Column BA (AMOUNT) only will be converted based on selected currency (Column L) and Column BB (TAXES) value (INR) will be added to the converted values.
Note on K130: gepadmin: 1. If you choose "Full Conversion" then Column BA (AMOUNT) and Column BB (TAXES) BOTH values will be convert based on selected Currency in (Column L). 2. If you choose "Partial Conversion" then Column BA (AMOUNT) only will be converted based on selected currency (Column L) and Column BB (TAXES) value (INR) will be added to the converted values.
Note on K131: gepadmin: 1. If you choose "Full Conversion" then Column BA (AMOUNT) and Column BB (TAXES) BOTH values will be convert based on selected Currency in (Column L). 2. If you choose "Partial Conversion" then Column BA (AMOUNT) only will be converted based on selected currency (Column L) and Column BB (TAXES) value (INR) will be added to the converted values.
Note on K132: gepadmin: 1. If you choose "Full Conversion" then Column BA (AMOUNT) and Column BB (TAXES) BOTH values will be convert based on selected Currency in (Column L). 2. If you choose "Partial Conversion" then Column BA (AMOUNT) only will be converted based on selected currency (Column L) and Column BB (TAXES) value (INR) will be added to the converted values.
Note on K155: gepadmin: 1. If you choose "Full Conversion" then Column BA (AMOUNT) and Column BB (TAXES) BOTH values will be convert based on selected Currency in (Column L). 2. If you choose "Partial Conversion" then Column BA (AMOUNT) only will be converted based on selected currency (Column L) and Column BB (TAXES) value (INR) will be added to the converted values.
Note on K156: gepadmin: 1. If you choose "Full Conversion" then Column BA (AMOUNT) and Column BB (TAXES) BOTH values will be convert based on selected Currency in (Column L). 2. If you choose "Partial Conversion" then Column BA (AMOUNT) only will be converted based on selected currency (Column L) and Column BB (TAXES) value (INR) will be added to the converted values.
Note on K157: gepadmin: 1. If you choose "Full Conversion" then Column BA (AMOUNT) and Column BB (TAXES) BOTH values will be convert based on selected Currency in (Column L). 2. If you choose "Partial Conversion" then Column BA (AMOUNT) only will be converted based on selected currency (Column L) and Column BB (TAXES) value (INR) will be added to the converted values.
Note on K158: gepadmin: 1. If you choose "Full Conversion" then Column BA (AMOUNT) and Column BB (TAXES) BOTH values will be convert based on selected Currency in (Column L). 2. If you choose "Partial Conversion" then Column BA (AMOUNT) only will be converted based on selected currency (Column L) and Column BB (TAXES) value (INR) will be added to the converted values.
Note on K159: gepadmin: 1. If you choose "Full Conversion" then Column BA (AMOUNT) and Column BB (TAXES) BOTH values will be convert based on selected Currency in (Column L). 2. If you choose "Partial Conversion" then Column BA (AMOUNT) only will be converted based on selected currency (Column L) and Column BB (TAXES) value (INR) will be added to the converted values.
Note on K160: gepadmin: 1. If you choose "Full Conversion" then Column BA (AMOUNT) and Column BB (TAXES) BOTH values will be convert based on selected Currency in (Column L). 2. If you choose "Partial Conversion" then Column BA (AMOUNT) only will be converted based on selected currency (Column L) and Column BB (TAXES) value (INR) will be added to the converted values.
Note on K161: gepadmin: 1. If you choose "Full Conversion" then Column BA (AMOUNT) and Column BB (TAXES) BOTH values will be convert based on selected Currency in (Column L). 2. If you choose "Partial Conversion" then Column BA (AMOUNT) only will be converted based on selected currency (Column L) and Column BB (TAXES) value (INR) will be added to the converted values.
Note on K162: gepadmin: 1. If you choose "Full Conversion" then Column BA (AMOUNT) and Column BB (TAXES) BOTH values will be convert based on selected Currency in (Column L). 2. If you choose "Partial Conversion" then Column BA (AMOUNT) only will be converted based on selected currency (Column L) and Column BB (TAXES) value (INR) will be added to the converted values.
Note on K163: gepadmin: 1. If you choose "Full Conversion" then Column BA (AMOUNT) and Column BB (TAXES) BOTH values will be convert based on selected Currency in (Column L). 2. If you choose "Partial Conversion" then Column BA (AMOUNT) only will be converted based on selected currency (Column L) and Column BB (TAXES) value (INR) will be added to the converted values.
Note on K164: gepadmin: 1. If you choose "Full Conversion" then Column BA (AMOUNT) and Column BB (TAXES) BOTH values will be convert based on selected Currency in (Column L). 2. If you choose "Partial Conversion" then Column BA (AMOUNT) only will be converted based on selected currency (Column L) and Column BB (TAXES) value (INR) will be added to the converted values.
Note on K13: gepadmin: 1. If you choose "Full Conversion" then Column BA (AMOUNT) and Column BB (TAXES) BOTH values will be convert based on selected Currency in (Column L). 2. If you choose "Partial Conversion" then Column BA (AMOUNT) only will be converted based on selected currency (Column L) and Column BB (TAXES) value (INR) will be added to the converted values.
Note on K14: gepadmin: 1. If you choose "Full Conversion" then Column BA (AMOUNT) and Column BB (TAXES) BOTH values will be convert based on selected Currency in (Column L). 2. If you choose "Partial Conversion" then Column BA (AMOUNT) only will be converted based on selected currency (Column L) and Column BB (TAXES) value (INR) will be added to the converted values.
Note on K15: gepadmin: 1. If you choose "Full Conversion" then Column BA (AMOUNT) and Column BB (TAXES) BOTH values will be convert based on selected Currency in (Column L). 2. If you choose "Partial Conversion" then Column BA (AMOUNT) only will be converted based on selected currency (Column L) and Column BB (TAXES) value (INR) will be added to the converted values.
Note on K16: gepadmin: 1. If you choose "Full Conversion" then Column BA (AMOUNT) and Column BB (TAXES) BOTH values will be convert based on selected Currency in (Column L). 2. If you choose "Partial Conversion" then Column BA (AMOUNT) only will be converted based on selected currency (Column L) and Column BB (TAXES) value (INR) will be added to the converted values.
Note on K17: gepadmin: 1. If you choose "Full Conversion" then Column BA (AMOUNT) and Column BB (TAXES) BOTH values will be convert based on selected Currency in (Column L). 2. If you choose "Partial Conversion" then Column BA (AMOUNT) only will be converted based on selected currency (Column L) and Column BB (TAXES) value (INR) will be added to the converted values.
Note on K18: gepadmin: 1. If you choose "Full Conversion" then Column BA (AMOUNT) and Column BB (TAXES) BOTH values will be convert based on selected Currency in (Column L). 2. If you choose "Partial Conversion" then Column BA (AMOUNT) only will be converted based on selected currency (Column L) and Column BB (TAXES) value (INR) will be added to the converted values.
Note on K19: gepadmin: 1. If you choose "Full Conversion" then Column BA (AMOUNT) and Column BB (TAXES) BOTH values will be convert based on selected Currency in (Column L). 2. If you choose "Partial Conversion" then Column BA (AMOUNT) only will be converted based on selected currency (Column L) and Column BB (TAXES) value (INR) will be added to the converted values.
Note on K20: gepadmin: 1. If you choose "Full Conversion" then Column BA (AMOUNT) and Column BB (TAXES) BOTH values will be convert based on selected Currency in (Column L). 2. If you choose "Partial Conversion" then Column BA (AMOUNT) only will be converted based on selected currency (Column L) and Column BB (TAXES) value (INR) will be added to the converted values.
Note on K21: gepadmin: 1. If you choose "Full Conversion" then Column BA (AMOUNT) and Column BB (TAXES) BOTH values will be convert based on selected Currency in (Column L). 2. If you choose "Partial Conversion" then Column BA (AMOUNT) only will be converted based on selected currency (Column L) and Column BB (TAXES) value (INR) will be added to the converted values.
Note on K22: gepadmin: 1. If you choose "Full Conversion" then Column BA (AMOUNT) and Column BB (TAXES) BOTH values will be convert based on selected Currency in (Column L). 2. If you choose "Partial Conversion" then Column BA (AMOUNT) only will be converted based on selected currency (Column L) and Column BB (TAXES) value (INR) will be added to the converted values.
Note on K23: gepadmin: 1. If you choose "Full Conversion" then Column BA (AMOUNT) and Column BB (TAXES) BOTH values will be convert based on selected Currency in (Column L). 2. If you choose "Partial Conversion" then Column BA (AMOUNT) only will be converted based on selected currency (Column L) and Column BB (TAXES) value (INR) will be added to the converted values.
Note on K24: gepadmin: 1. If you choose "Full Conversion" then Column BA (AMOUNT) and Column BB (TAXES) BOTH values will be convert based on selected Currency in (Column L). 2. If you choose "Partial Conversion" then Column BA (AMOUNT) only will be converted based on selected currency (Column L) and Column BB (TAXES) value (INR) will be added to the converted values.
Note on K25: gepadmin: 1. If you choose "Full Conversion" then Column BA (AMOUNT) and Column BB (TAXES) BOTH values will be convert based on selected Currency in (Column L). 2. If you choose "Partial Conversion" then Column BA (AMOUNT) only will be converted based on selected currency (Column L) and Column BB (TAXES) value (INR) will be added to the converted values.
Note on K26: gepadmin: 1. If you choose "Full Conversion" then Column BA (AMOUNT) and Column BB (TAXES) BOTH values will be convert based on selected Currency in (Column L). 2. If you choose "Partial Conversion" then Column BA (AMOUNT) only will be converted based on selected currency (Column L) and Column BB (TAXES) value (INR) will be added to the converted values.
Note on K27: gepadmin: 1. If you choose "Full Conversion" then Column BA (AMOUNT) and Column BB (TAXES) BOTH values will be convert based on selected Currency in (Column L). 2. If you choose "Partial Conversion" then Column BA (AMOUNT) only will be converted based on selected currency (Column L) and Column BB (TAXES) value (INR) will be added to the converted values.
Note on K28: gepadmin: 1. If you choose "Full Conversion" then Column BA (AMOUNT) and Column BB (TAXES) BOTH values will be convert based on selected Currency in (Column L). 2. If you choose "Partial Conversion" then Column BA (AMOUNT) only will be converted based on selected currency (Column L) and Column BB (TAXES) value (INR) will be added to the converted values.
Note on K29: gepadmin: 1. If you choose "Full Conversion" then Column BA (AMOUNT) and Column BB (TAXES) BOTH values will be convert based on selected Currency in (Column L). 2. If you choose "Partial Conversion" then Column BA (AMOUNT) only will be converted based on selected currency (Column L) and Column BB (TAXES) value (INR) will be added to the converted values.
Note on K30: gepadmin: 1. If you choose "Full Conversion" then Column BA (AMOUNT) and Column BB (TAXES) BOTH values will be convert based on selected Currency in (Column L). 2. If you choose "Partial Conversion" then Column BA (AMOUNT) only will be converted based on selected currency (Column L) and Column BB (TAXES) value (INR) will be added to the converted values.
Note on K31: gepadmin: 1. If you choose "Full Conversion" then Column BA (AMOUNT) and Column BB (TAXES) BOTH values will be convert based on selected Currency in (Column L). 2. If you choose "Partial Conversion" then Column BA (AMOUNT) only will be converted based on selected currency (Column L) and Column BB (TAXES) value (INR) will be added to the converted values.
Note on K32: gepadmin: 1. If you choose "Full Conversion" then Column BA (AMOUNT) and Column BB (TAXES) BOTH values will be convert based on selected Currency in (Column L). 2. If you choose "Partial Conversion" then Column BA (AMOUNT) only will be converted based on selected currency (Column L) and Column BB (TAXES) value (INR) will be added to the converted values.
Note on K33: gepadmin: 1. If you choose "Full Conversion" then Column BA (AMOUNT) and Column BB (TAXES) BOTH values will be convert based on selected Currency in (Column L). 2. If you choose "Partial Conversion" then Column BA (AMOUNT) only will be converted based on selected currency (Column L) and Column BB (TAXES) value (INR) will be added to the converted values.
Note on K34: gepadmin: 1. If you choose "Full Conversion" then Column BA (AMOUNT) and Column BB (TAXES) BOTH values will be convert based on selected Currency in (Column L). 2. If you choose "Partial Conversion" then Column BA (AMOUNT) only will be converted based on selected currency (Column L) and Column BB (TAXES) value (INR) will be added to the converted values.
Note on K35: gepadmin: 1. If you choose "Full Conversion" then Column BA (AMOUNT) and Column BB (TAXES) BOTH values will be convert based on selected Currency in (Column L). 2. If you choose "Partial Conversion" then Column BA (AMOUNT) only will be converted based on selected currency (Column L) and Column BB (TAXES) value (INR) will be added to the converted values.
Note on K36: gepadmin: 1. If you choose "Full Conversion" then Column BA (AMOUNT) and Column BB (TAXES) BOTH values will be convert based on selected Currency in (Column L). 2. If you choose "Partial Conversion" then Column BA (AMOUNT) only will be converted based on selected currency (Column L) and Column BB (TAXES) value (INR) will be added to the converted values.
Note on K37: gepadmin: 1. If you choose "Full Conversion" then Column BA (AMOUNT) and Column BB (TAXES) BOTH values will be convert based on selected Currency in (Column L). 2. If you choose "Partial Conversion" then Column BA (AMOUNT) only will be converted based on selected currency (Column L) and Column BB (TAXES) value (INR) will be added to the converted values.
Note on K38: gepadmin: 1. If you choose "Full Conversion" then Column BA (AMOUNT) and Column BB (TAXES) BOTH values will be convert based on selected Currency in (Column L). 2. If you choose "Partial Conversion" then Column BA (AMOUNT) only will be converted based on selected currency (Column L) and Column BB (TAXES) value (INR) will be added to the converted values.
Note on K39: gepadmin: 1. If you choose "Full Conversion" then Column BA (AMOUNT) and Column BB (TAXES) BOTH values will be convert based on selected Currency in (Column L). 2. If you choose "Partial Conversion" then Column BA (AMOUNT) only will be converted based on selected currency (Column L) and Column BB (TAXES) value (INR) will be added to the converted values.
Note on K40: gepadmin: 1. If you choose "Full Conversion" then Column BA (AMOUNT) and Column BB (TAXES) BOTH values will be convert based on selected Currency in (Column L). 2. If you choose "Partial Conversion" then Column BA (AMOUNT) only will be converted based on selected currency (Column L) and Column BB (TAXES) value (INR) will be added to the converted values.
Note on K41: gepadmin: 1. If you choose "Full Conversion" then Column BA (AMOUNT) and Column BB (TAXES) BOTH values will be convert based on selected Currency in (Column L). 2. If you choose "Partial Conversion" then Column BA (AMOUNT) only will be converted based on selected currency (Column L) and Column BB (TAXES) value (INR) will be added to the converted values.
Note on K42: gepadmin: 1. If you choose "Full Conversion" then Column BA (AMOUNT) and Column BB (TAXES) BOTH values will be convert based on selected Currency in (Column L). 2. If you choose "Partial Conversion" then Column BA (AMOUNT) only will be converted based on selected currency (Column L) and Column BB (TAXES) value (INR) will be added to the converted values.
Note on K43: gepadmin: 1. If you choose "Full Conversion" then Column BA (AMOUNT) and Column BB (TAXES) BOTH values will be convert based on selected Currency in (Column L). 2. If you choose "Partial Conversion" then Column BA (AMOUNT) only will be converted based on selected currency (Column L) and Column BB (TAXES) value (INR) will be added to the converted values.
Note on K44: gepadmin: 1. If you choose "Full Conversion" then Column BA (AMOUNT) and Column BB (TAXES) BOTH values will be convert based on selected Currency in (Column L). 2. If you choose "Partial Conversion" then Column BA (AMOUNT) only will be converted based on selected currency (Column L) and Column BB (TAXES) value (INR) will be added to the converted values.
Note on K45: gepadmin: 1. If you choose "Full Conversion" then Column BA (AMOUNT) and Column BB (TAXES) BOTH values will be convert based on selected Currency in (Column L). 2. If you choose "Partial Conversion" then Column BA (AMOUNT) only will be converted based on selected currency (Column L) and Column BB (TAXES) value (INR) will be added to the converted values.
Note on K46: gepadmin: 1. If you choose "Full Conversion" then Column BA (AMOUNT) and Column BB (TAXES) BOTH values will be convert based on selected Currency in (Column L). 2. If you choose "Partial Conversion" then Column BA (AMOUNT) only will be converted based on selected currency (Column L) and Column BB (TAXES) value (INR) will be added to the converted values.
Note on K47: gepadmin: 1. If you choose "Full Conversion" then Column BA (AMOUNT) and Column BB (TAXES) BOTH values will be convert based on selected Currency in (Column L). 2. If you choose "Partial Conversion" then Column BA (AMOUNT) only will be converted based on selected currency (Column L) and Column BB (TAXES) value (INR) will be added to the converted values.
Note on K48: gepadmin: 1. If you choose "Full Conversion" then Column BA (AMOUNT) and Column BB (TAXES) BOTH values will be convert based on selected Currency in (Column L). 2. If you choose "Partial Conversion" then Column BA (AMOUNT) only will be converted based on selected currency (Column L) and Column BB (TAXES) value (INR) will be added to the converted values.
Note on K49: gepadmin: 1. If you choose "Full Conversion" then Column BA (AMOUNT) and Column BB (TAXES) BOTH values will be convert based on selected Currency in (Column L). 2. If you choose "Partial Conversion" then Column BA (AMOUNT) only will be converted based on selected currency (Column L) and Column BB (TAXES) value (INR) will be added to the converted values.
Note on K50: gepadmin: 1. If you choose "Full Conversion" then Column BA (AMOUNT) and Column BB (TAXES) BOTH values will be convert based on selected Currency in (Column L). 2. If you choose "Partial Conversion" then Column BA (AMOUNT) only will be converted based on selected currency (Column L) and Column BB (TAXES) value (INR) will be added to the converted values.
Note on K51: gepadmin: 1. If you choose "Full Conversion" then Column BA (AMOUNT) and Column BB (TAXES) BOTH values will be convert based on selected Currency in (Column L). 2. If you choose "Partial Conversion" then Column BA (AMOUNT) only will be converted based on selected currency (Column L) and Column BB (TAXES) value (INR) will be added to the converted values.
Note on K52: gepadmin: 1. If you choose "Full Conversion" then Column BA (AMOUNT) and Column BB (TAXES) BOTH values will be convert based on selected Currency in (Column L). 2. If you choose "Partial Conversion" then Column BA (AMOUNT) only will be converted based on selected currency (Column L) and Column BB (TAXES) value (INR) will be added to the converted values.
Note on K53: gepadmin: 1. If you choose "Full Conversion" then Column BA (AMOUNT) and Column BB (TAXES) BOTH values will be convert based on selected Currency in (Column L). 2. If you choose "Partial Conversion" then Column BA (AMOUNT) only will be converted based on selected currency (Column L) and Column BB (TAXES) value (INR) will be added to the converted values.
Note on K54: gepadmin: 1. If you choose "Full Conversion" then Column BA (AMOUNT) and Column BB (TAXES) BOTH values will be convert based on selected Currency in (Column L). 2. If you choose "Partial Conversion" then Column BA (AMOUNT) only will be converted based on selected currency (Column L) and Column BB (TAXES) value (INR) will be added to the converted values.
Note on K55: gepadmin: 1. If you choose "Full Conversion" then Column BA (AMOUNT) and Column BB (TAXES) BOTH values will be convert based on selected Currency in (Column L). 2. If you choose "Partial Conversion" then Column BA (AMOUNT) only will be converted based on selected currency (Column L) and Column BB (TAXES) value (INR) will be added to the converted values.
Note on K56: gepadmin: 1. If you choose "Full Conversion" then Column BA (AMOUNT) and Column BB (TAXES) BOTH values will be convert based on selected Currency in (Column L). 2. If you choose "Partial Conversion" then Column BA (AMOUNT) only will be converted based on selected currency (Column L) and Column BB (TAXES) value (INR) will be added to the converted values.
Note on K57: gepadmin: 1. If you choose "Full Conversion" then Column BA (AMOUNT) and Column BB (TAXES) BOTH values will be convert based on selected Currency in (Column L). 2. If you choose "Partial Conversion" then Column BA (AMOUNT) only will be converted based on selected currency (Column L) and Column BB (TAXES) value (INR) will be added to the converted values.
Note on K58: gepadmin: 1. If you choose "Full Conversion" then Column BA (AMOUNT) and Column BB (TAXES) BOTH values will be convert based on selected Currency in (Column L). 2. If you choose "Partial Conversion" then Column BA (AMOUNT) only will be converted based on selected currency (Column L) and Column BB (TAXES) value (INR) will be added to the converted values.
Note on K59: gepadmin: 1. If you choose "Full Conversion" then Column BA (AMOUNT) and Column BB (TAXES) BOTH values will be convert based on selected Currency in (Column L). 2. If you choose "Partial Conversion" then Column BA (AMOUNT) only will be converted based on selected currency (Column L) and Column BB (TAXES) value (INR) will be added to the converted values.
Note on K60: gepadmin: 1. If you choose "Full Conversion" then Column BA (AMOUNT) and Column BB (TAXES) BOTH values will be convert based on selected Currency in (Column L). 2. If you choose "Partial Conversion" then Column BA (AMOUNT) only will be converted based on selected currency (Column L) and Column BB (TAXES) value (INR) will be added to the converted values.
Note on K61: gepadmin: 1. If you choose "Full Conversion" then Column BA (AMOUNT) and Column BB (TAXES) BOTH values will be convert based on selected Currency in (Column L). 2. If you choose "Partial Conversion" then Column BA (AMOUNT) only will be converted based on selected currency (Column L) and Column BB (TAXES) value (INR) will be added to the converted values.
Note on K62: gepadmin: 1. If you choose "Full Conversion" then Column BA (AMOUNT) and Column BB (TAXES) BOTH values will be convert based on selected Currency in (Column L). 2. If you choose "Partial Conversion" then Column BA (AMOUNT) only will be converted based on selected currency (Column L) and Column BB (TAXES) value (INR) will be added to the converted values.
Note on K63: gepadmin: 1. If you choose "Full Conversion" then Column BA (AMOUNT) and Column BB (TAXES) BOTH values will be convert based on selected Currency in (Column L). 2. If you choose "Partial Conversion" then Column BA (AMOUNT) only will be converted based on selected currency (Column L) and Column BB (TAXES) value (INR) will be added to the converted values.
Note on K64: gepadmin: 1. If you choose "Full Conversion" then Column BA (AMOUNT) and Column BB (TAXES) BOTH values will be convert based on selected Currency in (Column L). 2. If you choose "Partial Conversion" then Column BA (AMOUNT) only will be converted based on selected currency (Column L) and Column BB (TAXES) value (INR) will be added to the converted values.
Note on K65: gepadmin: 1. If you choose "Full Conversion" then Column BA (AMOUNT) and Column BB (TAXES) BOTH values will be convert based on selected Currency in (Column L). 2. If you choose "Partial Conversion" then Column BA (AMOUNT) only will be converted based on selected currency (Column L) and Column BB (TAXES) value (INR) will be added to the converted values.
Note on K66: gepadmin: 1. If you choose "Full Conversion" then Column BA (AMOUNT) and Column BB (TAXES) BOTH values will be convert based on selected Currency in (Column L). 2. If you choose "Partial Conversion" then Column BA (AMOUNT) only will be converted based on selected currency (Column L) and Column BB (TAXES) value (INR) will be added to the converted values.
Note on K67: gepadmin: 1. If you choose "Full Conversion" then Column BA (AMOUNT) and Column BB (TAXES) BOTH values will be convert based on selected Currency in (Column L). 2. If you choose "Partial Conversion" then Column BA (AMOUNT) only will be converted based on selected currency (Column L) and Column BB (TAXES) value (INR) will be added to the converted values.
Note on K68: gepadmin: 1. If you choose "Full Conversion" then Column BA (AMOUNT) and Column BB (TAXES) BOTH values will be convert based on selected Currency in (Column L). 2. If you choose "Partial Conversion" then Column BA (AMOUNT) only will be converted based on selected currency (Column L) and Column BB (TAXES) value (INR) will be added to the converted values.
Note on K69: gepadmin: 1. If you choose "Full Conversion" then Column BA (AMOUNT) and Column BB (TAXES) BOTH values will be convert based on selected Currency in (Column L). 2. If you choose "Partial Conversion" then Column BA (AMOUNT) only will be converted based on selected currency (Column L) and Column BB (TAXES) value (INR) will be added to the converted values.
Note on K70: gepadmin: 1. If you choose "Full Conversion" then Column BA (AMOUNT) and Column BB (TAXES) BOTH values will be convert based on selected Currency in (Column L). 2. If you choose "Partial Conversion" then Column BA (AMOUNT) only will be converted based on selected currency (Column L) and Column BB (TAXES) value (INR) will be added to the converted values.
Note on K71: gepadmin: 1. If you choose "Full Conversion" then Column BA (AMOUNT) and Column BB (TAXES) BOTH values will be convert based on selected Currency in (Column L). 2. If you choose "Partial Conversion" then Column BA (AMOUNT) only will be converted based on selected currency (Column L) and Column BB (TAXES) value (INR) will be added to the converted values.
Note on K72: gepadmin: 1. If you choose "Full Conversion" then Column BA (AMOUNT) and Column BB (TAXES) BOTH values will be convert based on selected Currency in (Column L). 2. If you choose "Partial Conversion" then Column BA (AMOUNT) only will be converted based on selected currency (Column L) and Column BB (TAXES) value (INR) will be added to the converted values.
Note on K73: gepadmin: 1. If you choose "Full Conversion" then Column BA (AMOUNT) and Column BB (TAXES) BOTH values will be convert based on selected Currency in (Column L). 2. If you choose "Partial Conversion" then Column BA (AMOUNT) only will be converted based on selected currency (Column L) and Column BB (TAXES) value (INR) will be added to the converted values.
Note on K74: gepadmin: 1. If you choose "Full Conversion" then Column BA (AMOUNT) and Column BB (TAXES) BOTH values will be convert based on selected Currency in (Column L). 2. If you choose "Partial Conversion" then Column BA (AMOUNT) only will be converted based on selected currency (Column L) and Column BB (TAXES) value (INR) will be added to the converted values.
Note on K75: gepadmin: 1. If you choose "Full Conversion" then Column BA (AMOUNT) and Column BB (TAXES) BOTH values will be convert based on selected Currency in (Column L). 2. If you choose "Partial Conversion" then Column BA (AMOUNT) only will be converted based on selected currency (Column L) and Column BB (TAXES) value (INR) will be added to the converted values.
Note on K76: gepadmin: 1. If you choose "Full Conversion" then Column BA (AMOUNT) and Column BB (TAXES) BOTH values will be convert based on selected Currency in (Column L). 2. If you choose "Partial Conversion" then Column BA (AMOUNT) only will be converted based on selected currency (Column L) and Column BB (TAXES) value (INR) will be added to the converted values.
Note on K77: gepadmin: 1. If you choose "Full Conversion" then Column BA (AMOUNT) and Column BB (TAXES) BOTH values will be convert based on selected Currency in (Column L). 2. If you choose "Partial Conversion" then Column BA (AMOUNT) only will be converted based on selected currency (Column L) and Column BB (TAXES) value (INR) will be added to the converted values.
Note on K78: gepadmin: 1. If you choose "Full Conversion" then Column BA (AMOUNT) and Column BB (TAXES) BOTH values will be convert based on selected Currency in (Column L). 2. If you choose "Partial Conversion" then Column BA (AMOUNT) only will be converted based on selected currency (Column L) and Column BB (TAXES) value (INR) will be added to the converted values.
Note on K79: gepadmin: 1. If you choose "Full Conversion" then Column BA (AMOUNT) and Column BB (TAXES) BOTH values will be convert based on selected Currency in (Column L). 2. If you choose "Partial Conversion" then Column BA (AMOUNT) only will be converted based on selected currency (Column L) and Column BB (TAXES) value (INR) will be added to the converted values.
Note on K80: gepadmin: 1. If you choose "Full Conversion" then Column BA (AMOUNT) and Column BB (TAXES) BOTH values will be convert based on selected Currency in (Column L). 2. If you choose "Partial Conversion" then Column BA (AMOUNT) only will be converted based on selected currency (Column L) and Column BB (TAXES) value (INR) will be added to the converted values.
Note on K81: gepadmin: 1. If you choose "Full Conversion" then Column BA (AMOUNT) and Column BB (TAXES) BOTH values will be convert based on selected Currency in (Column L). 2. If you choose "Partial Conversion" then Column BA (AMOUNT) only will be converted based on selected currency (Column L) and Column BB (TAXES) value (INR) will be added to the converted values.
Note on K82: gepadmin: 1. If you choose "Full Conversion" then Column BA (AMOUNT) and Column BB (TAXES) BOTH values will be convert based on selected Currency in (Column L). 2. If you choose "Partial Conversion" then Column BA (AMOUNT) only will be converted based on selected currency (Column L) and Column BB (TAXES) value (INR) will be added to the converted values.
Note on K83: gepadmin: 1. If you choose "Full Conversion" then Column BA (AMOUNT) and Column BB (TAXES) BOTH values will be convert based on selected Currency in (Column L). 2. If you choose "Partial Conversion" then Column BA (AMOUNT) only will be converted based on selected currency (Column L) and Column BB (TAXES) value (INR) will be added to the converted values.
Note on K84: gepadmin: 1. If you choose "Full Conversion" then Column BA (AMOUNT) and Column BB (TAXES) BOTH values will be convert based on selected Currency in (Column L). 2. If you choose "Partial Conversion" then Column BA (AMOUNT) only will be converted based on selected currency (Column L) and Column BB (TAXES) value (INR) will be added to the converted values.
Note on K85: gepadmin: 1. If you choose "Full Conversion" then Column BA (AMOUNT) and Column BB (TAXES) BOTH values will be convert based on selected Currency in (Column L). 2. If you choose "Partial Conversion" then Column BA (AMOUNT) only will be converted based on selected currency (Column L) and Column BB (TAXES) value (INR) will be added to the converted values.
Note on K86: gepadmin: 1. If you choose "Full Conversion" then Column BA (AMOUNT) and Column BB (TAXES) BOTH values will be convert based on selected Currency in (Column L). 2. If you choose "Partial Conversion" then Column BA (AMOUNT) only will be converted based on selected currency (Column L) and Column BB (TAXES) value (INR) will be added to the converted values.
Note on K87: gepadmin: 1. If you choose "Full Conversion" then Column BA (AMOUNT) and Column BB (TAXES) BOTH values will be convert based on selected Currency in (Column L). 2. If you choose "Partial Conversion" then Column BA (AMOUNT) only will be converted based on selected currency (Column L) and Column BB (TAXES) value (INR) will be added to the converted values.
Note on K88: gepadmin: 1. If you choose "Full Conversion" then Column BA (AMOUNT) and Column BB (TAXES) BOTH values will be convert based on selected Currency in (Column L). 2. If you choose "Partial Conversion" then Column BA (AMOUNT) only will be converted based on selected currency (Column L) and Column BB (TAXES) value (INR) will be added to the converted values.
Note on K89: gepadmin: 1. If you choose "Full Conversion" then Column BA (AMOUNT) and Column BB (TAXES) BOTH values will be convert based on selected Currency in (Column L). 2. If you choose "Partial Conversion" then Column BA (AMOUNT) only will be converted based on selected currency (Column L) and Column BB (TAXES) value (INR) will be added to the converted values.
Note on K90: gepadmin: 1. If you choose "Full Conversion" then Column BA (AMOUNT) and Column BB (TAXES) BOTH values will be convert based on selected Currency in (Column L). 2. If you choose "Partial Conversion" then Column BA (AMOUNT) only will be converted based on selected currency (Column L) and Column BB (TAXES) value (INR) will be added to the converted values.
Note on K91: gepadmin: 1. If you choose "Full Conversion" then Column BA (AMOUNT) and Column BB (TAXES) BOTH values will be convert based on selected Currency in (Column L). 2. If you choose "Partial Conversion" then Column BA (AMOUNT) only will be converted based on selected currency (Column L) and Column BB (TAXES) value (INR) will be added to the converted values.
Note on K92: gepadmin: 1. If you choose "Full Conversion" then Column BA (AMOUNT) and Column BB (TAXES) BOTH values will be convert based on selected Currency in (Column L). 2. If you choose "Partial Conversion" then Column BA (AMOUNT) only will be converted based on selected currency (Column L) and Column BB (TAXES) value (INR) will be added to the converted values.
Note on K93: gepadmin: 1. If you choose "Full Conversion" then Column BA (AMOUNT) and Column BB (TAXES) BOTH values will be convert based on selected Currency in (Column L). 2. If you choose "Partial Conversion" then Column BA (AMOUNT) only will be converted based on selected currency (Column L) and Column BB (TAXES) value (INR) will be added to the converted values.
Note on K94: gepadmin: 1. If you choose "Full Conversion" then Column BA (AMOUNT) and Column BB (TAXES) BOTH values will be convert based on selected Currency in (Column L). 2. If you choose "Partial Conversion" then Column BA (AMOUNT) only will be converted based on selected currency (Column L) and Column BB (TAXES) value (INR) will be added to the converted values.
Note on K95: gepadmin: 1. If you choose "Full Conversion" then Column BA (AMOUNT) and Column BB (TAXES) BOTH values will be convert based on selected Currency in (Column L). 2. If you choose "Partial Conversion" then Column BA (AMOUNT) only will be converted based on selected currency (Column L) and Column BB (TAXES) value (INR) will be added to the converted values.
Note on K96: gepadmin: 1. If you choose "Full Conversion" then Column BA (AMOUNT) and Column BB (TAXES) BOTH values will be convert based on selected Currency in (Column L). 2. If you choose "Partial Conversion" then Column BA (AMOUNT) only will be converted based on selected currency (Column L) and Column BB (TAXES) value (INR) will be added to the converted values.
Note on K97: gepadmin: 1. If you choose "Full Conversion" then Column BA (AMOUNT) and Column BB (TAXES) BOTH values will be convert based on selected Currency in (Column L). 2. If you choose "Partial Conversion" then Column BA (AMOUNT) only will be converted based on selected currency (Column L) and Column BB (TAXES) value (INR) will be added to the converted values.
Note on K98: gepadmin: 1. If you choose "Full Conversion" then Column BA (AMOUNT) and Column BB (TAXES) BOTH values will be convert based on selected Currency in (Column L). 2. If you choose "Partial Conversion" then Column BA (AMOUNT) only will be converted based on selected currency (Column L) and Column BB (TAXES) value (INR) will be added to the converted values.
Note on K99: gepadmin: 1. If you choose "Full Conversion" then Column BA (AMOUNT) and Column BB (TAXES) BOTH values will be convert based on selected Currency in (Column L). 2. If you choose "Partial Conversion" then Column BA (AMOUNT) only will be converted based on selected currency (Column L) and Column BB (TAXES) value (INR) will be added to the converted values.
Note on K100: gepadmin: 1. If you choose "Full Conversion" then Column BA (AMOUNT) and Column BB (TAXES) BOTH values will be convert based on selected Currency in (Column L). 2. If you choose "Partial Conversion" then Column BA (AMOUNT) only will be converted based on selected currency (Column L) and Column BB (TAXES) value (INR) will be added to the converted values.
Note on K101: gepadmin: 1. If you choose "Full Conversion" then Column BA (AMOUNT) and Column BB (TAXES) BOTH values will be convert based on selected Currency in (Column L). 2. If you choose "Partial Conversion" then Column BA (AMOUNT) only will be converted based on selected currency (Column L) and Column BB (TAXES) value (INR) will be added to the converted values.
Note on K102: gepadmin: 1. If you choose "Full Conversion" then Column BA (AMOUNT) and Column BB (TAXES) BOTH values will be convert based on selected Currency in (Column L). 2. If you choose "Partial Conversion" then Column BA (AMOUNT) only will be converted based on selected currency (Column L) and Column BB (TAXES) value (INR) will be added to the converted values.
Note on K103: gepadmin: 1. If you choose "Full Conversion" then Column BA (AMOUNT) and Column BB (TAXES) BOTH values will be convert based on selected Currency in (Column L). 2. If you choose "Partial Conversion" then Column BA (AMOUNT) only will be converted based on selected currency (Column L) and Column BB (TAXES) value (INR) will be added to the converted values.
Note on K104: gepadmin: 1. If you choose "Full Conversion" then Column BA (AMOUNT) and Column BB (TAXES) BOTH values will be convert based on selected Currency in (Column L). 2. If you choose "Partial Conversion" then Column BA (AMOUNT) only will be converted based on selected currency (Column L) and Column BB (TAXES) value (INR) will be added to the converted values.
Note on K105: gepadmin: 1. If you choose "Full Conversion" then Column BA (AMOUNT) and Column BB (TAXES) BOTH values will be convert based on selected Currency in (Column L). 2. If you choose "Partial Conversion" then Column BA (AMOUNT) only will be converted based on selected currency (Column L) and Column BB (TAXES) value (INR) will be added to the converted values.
Note on K106: gepadmin: 1. If you choose "Full Conversion" then Column BA (AMOUNT) and Column BB (TAXES) BOTH values will be convert based on selected Currency in (Column L). 2. If you choose "Partial Conversion" then Column BA (AMOUNT) only will be converted based on selected currency (Column L) and Column BB (TAXES) value (INR) will be added to the converted values.
Note on K107: gepadmin: 1. If you choose "Full Conversion" then Column BA (AMOUNT) and Column BB (TAXES) BOTH values will be convert based on selected Currency in (Column L). 2. If you choose "Partial Conversion" then Column BA (AMOUNT) only will be converted based on selected currency (Column L) and Column BB (TAXES) value (INR) will be added to the converted values.
Note on K108: gepadmin: 1. If you choose "Full Conversion" then Column BA (AMOUNT) and Column BB (TAXES) BOTH values will be convert based on selected Currency in (Column L). 2. If you choose "Partial Conversion" then Column BA (AMOUNT) only will be converted based on selected currency (Column L) and Column BB (TAXES) value (INR) will be added to the converted values.
Note on K109: gepadmin: 1. If you choose "Full Conversion" then Column BA (AMOUNT) and Column BB (TAXES) BOTH values will be convert based on selected Currency in (Column L). 2. If you choose "Partial Conversion" then Column BA (AMOUNT) only will be converted based on selected currency (Column L) and Column BB (TAXES) value (INR) will be added to the converted values.
Note on K110: gepadmin: 1. If you choose "Full Conversion" then Column BA (AMOUNT) and Column BB (TAXES) BOTH values will be convert based on selected Currency in (Column L). 2. If you choose "Partial Conversion" then Column BA (AMOUNT) only will be converted based on selected currency (Column L) and Column BB (TAXES) value (INR) will be added to the converted values.
Note on K133: gepadmin: 1. If you choose "Full Conversion" then Column BA (AMOUNT) and Column BB (TAXES) BOTH values will be convert based on selected Currency in (Column L). 2. If you choose "Partial Conversion" then Column BA (AMOUNT) only will be converted based on selected currency (Column L) and Column BB (TAXES) value (INR) will be added to the converted values.
Note on K134: gepadmin: 1. If you choose "Full Conversion" then Column BA (AMOUNT) and Column BB (TAXES) BOTH values will be convert based on selected Currency in (Column L). 2. If you choose "Partial Conversion" then Column BA (AMOUNT) only will be converted based on selected currency (Column L) and Column BB (TAXES) value (INR) will be added to the converted values.
Note on K135: gepadmin: 1. If you choose "Full Conversion" then Column BA (AMOUNT) and Column BB (TAXES) BOTH values will be convert based on selected Currency in (Column L). 2. If you choose "Partial Conversion" then Column BA (AMOUNT) only will be converted based on selected currency (Column L) and Column BB (TAXES) value (INR) will be added to the converted values.
Note on K136: gepadmin: 1. If you choose "Full Conversion" then Column BA (AMOUNT) and Column BB (TAXES) BOTH values will be convert based on selected Currency in (Column L). 2. If you choose "Partial Conversion" then Column BA (AMOUNT) only will be converted based on selected currency (Column L) and Column BB (TAXES) value (INR) will be added to the converted values.
Note on K137: gepadmin: 1. If you choose "Full Conversion" then Column BA (AMOUNT) and Column BB (TAXES) BOTH values will be convert based on selected Currency in (Column L). 2. If you choose "Partial Conversion" then Column BA (AMOUNT) only will be converted based on selected currency (Column L) and Column BB (TAXES) value (INR) will be added to the converted values.
Note on K138: gepadmin: 1. If you choose "Full Conversion" then Column BA (AMOUNT) and Column BB (TAXES) BOTH values will be convert based on selected Currency in (Column L). 2. If you choose "Partial Conversion" then Column BA (AMOUNT) only will be converted based on selected currency (Column L) and Column BB (TAXES) value (INR) will be added to the converted values.
Note on K139: gepadmin: 1. If you choose "Full Conversion" then Column BA (AMOUNT) and Column BB (TAXES) BOTH values will be convert based on selected Currency in (Column L). 2. If you choose "Partial Conversion" then Column BA (AMOUNT) only will be converted based on selected currency (Column L) and Column BB (TAXES) value (INR) will be added to the converted values.
Note on K140: gepadmin: 1. If you choose "Full Conversion" then Column BA (AMOUNT) and Column BB (TAXES) BOTH values will be convert based on selected Currency in (Column L). 2. If you choose "Partial Conversion" then Column BA (AMOUNT) only will be converted based on selected currency (Column L) and Column BB (TAXES) value (INR) will be added to the converted values.
Note on K141: gepadmin: 1. If you choose "Full Conversion" then Column BA (AMOUNT) and Column BB (TAXES) BOTH values will be convert based on selected Currency in (Column L). 2. If you choose "Partial Conversion" then Column BA (AMOUNT) only will be converted based on selected currency (Column L) and Column BB (TAXES) value (INR) will be added to the converted values.
Note on K142: gepadmin: 1. If you choose "Full Conversion" then Column BA (AMOUNT) and Column BB (TAXES) BOTH values will be convert based on selected Currency in (Column L). 2. If you choose "Partial Conversion" then Column BA (AMOUNT) only will be converted based on selected currency (Column L) and Column BB (TAXES) value (INR) will be added to the converted values.
Note on K143: gepadmin: 1. If you choose "Full Conversion" then Column BA (AMOUNT) and Column BB (TAXES) BOTH values will be convert based on selected Currency in (Column L). 2. If you choose "Partial Conversion" then Column BA (AMOUNT) only will be converted based on selected currency (Column L) and Column BB (TAXES) value (INR) will be added to the converted values.
Note on K144: gepadmin: 1. If you choose "Full Conversion" then Column BA (AMOUNT) and Column BB (TAXES) BOTH values will be convert based on selected Currency in (Column L). 2. If you choose "Partial Conversion" then Column BA (AMOUNT) only will be converted based on selected currency (Column L) and Column BB (TAXES) value (INR) will be added to the converted values.
Note on K145: gepadmin: 1. If you choose "Full Conversion" then Column BA (AMOUNT) and Column BB (TAXES) BOTH values will be convert based on selected Currency in (Column L). 2. If you choose "Partial Conversion" then Column BA (AMOUNT) only will be converted based on selected currency (Column L) and Column BB (TAXES) value (INR) will be added to the converted values.
Note on K146: gepadmin: 1. If you choose "Full Conversion" then Column BA (AMOUNT) and Column BB (TAXES) BOTH values will be convert based on selected Currency in (Column L). 2. If you choose "Partial Conversion" then Column BA (AMOUNT) only will be converted based on selected currency (Column L) and Column BB (TAXES) value (INR) will be added to the converted values.
Note on K147: gepadmin: 1. If you choose "Full Conversion" then Column BA (AMOUNT) and Column BB (TAXES) BOTH values will be convert based on selected Currency in (Column L). 2. If you choose "Partial Conversion" then Column BA (AMOUNT) only will be converted based on selected currency (Column L) and Column BB (TAXES) value (INR) will be added to the converted values.
Note on K148: gepadmin: 1. If you choose "Full Conversion" then Column BA (AMOUNT) and Column BB (TAXES) BOTH values will be convert based on selected Currency in (Column L). 2. If you choose "Partial Conversion" then Column BA (AMOUNT) only will be converted based on selected currency (Column L) and Column BB (TAXES) value (INR) will be added to the converted values.
Note on K149: gepadmin: 1. If you choose "Full Conversion" then Column BA (AMOUNT) and Column BB (TAXES) BOTH values will be convert based on selected Currency in (Column L). 2. If you choose "Partial Conversion" then Column BA (AMOUNT) only will be converted based on selected currency (Column L) and Column BB (TAXES) value (INR) will be added to the converted values.
Note on K150: gepadmin: 1. If you choose "Full Conversion" then Column BA (AMOUNT) and Column BB (TAXES) BOTH values will be convert based on selected Currency in (Column L). 2. If you choose "Partial Conversion" then Column BA (AMOUNT) only will be converted based on selected currency (Column L) and Column BB (TAXES) value (INR) will be added to the converted values.
Note on K151: gepadmin: 1. If you choose "Full Conversion" then Column BA (AMOUNT) and Column BB (TAXES) BOTH values will be convert based on selected Currency in (Column L). 2. If you choose "Partial Conversion" then Column BA (AMOUNT) only will be converted based on selected currency (Column L) and Column BB (TAXES) value (INR) will be added to the converted values.
Note on K152: gepadmin: 1. If you choose "Full Conversion" then Column BA (AMOUNT) and Column BB (TAXES) BOTH values will be convert based on selected Currency in (Column L). 2. If you choose "Partial Conversion" then Column BA (AMOUNT) only will be converted based on selected currency (Column L) and Column BB (TAXES) value (INR) will be added to the converted values.
Note on K153: gepadmin: 1. If you choose "Full Conversion" then Column BA (AMOUNT) and Column BB (TAXES) BOTH values will be convert based on selected Currency in (Column L). 2. If you choose "Partial Conversion" then Column BA (AMOUNT) only will be converted based on selected currency (Column L) and Column BB (TAXES) value (INR) will be added to the converted values.
Note on K154: gepadmin: 1. If you choose "Full Conversion" then Column BA (AMOUNT) and Column BB (TAXES) BOTH values will be convert based on selected Currency in (Column L). 2. If you choose "Partial Conversion" then Column BA (AMOUNT) only will be converted based on selected currency (Column L) and Column BB (TAXES) value (INR) will be added to the converted values.

## Macros
Please Enable Macros to View BoQ information