## BoQ1 (hidden)
Percentage BoQ
BoQ_Ver3.1 | Percentage | Normal | INR Only | INR
Select, At Par, Excess (+), Less (-) |  | IOCL
Tender Inviting Authority: IWD, IIT(BHU), Varanasi
Name of Work: BBathroom renovation (2no.) and bathroom maintenance (2no.), ramp repair, renovation of back side room (right side),aluminium door & tiles in office and gurudwara in Rajputana Hostel, IIT (BHU), Varanasi.
Contract No: IIT(BHU)/IWD/CT/54/2018-19/1960
Name of the Bidder/ Bidding Firm / Company :
PRICE SCHEDULE (This BOQ template must not be modified/replaced by the bidder and the same should be uploaded after filling the relevant columns, else the bidder is liable to be rejected for this tender. Bidders are allowed to enter the Bidder Name and Values only )
NUMBER # | TEXT # | TEXT # | NUMBER # | TEXT # | NUMBER | NUMBER | TEXT | TEXT # | NUMBER # | TEXT# | TEXT # | NUMBER # | NUMBER | NUMBER | NUMBER | NUMBER | TEXT | TEXT | NUMBER | NUMBER | NUMBER | NUMBER | TEXT | TEXT | NUMBER | NUMBER | NUMBER | NUMBER | TEXT | TEXT | NUMBER | NUMBER | NUMBER | NUMBER | TEXT | TEXT | NUMBER | NUMBER | NUMBER | NUMBER | TEXT | TEXT | NUMBER | NUMBER | NUMBER # | NUMBER # | TEXT | TEXT | NUMBER # | NUMBER # | DATE | NUMBER # | NUMBER # | TEXT #
Sl. No. | Item Description | Item Code / Make | Quantity | Units | Estimated Rate in Rs. P |  |  | Addition / Deduction | Addition / Deduction Values | Currency Convertion against each Item | Quoted Currency in INR / Other Currency | BASIC RATE In Figures To be entered by the Bidder Rs. P | Excise Duty | VAT | Freight Charges ( Unloading & Stacking) | Any Other Taxes/Duties/Levies |  |  | Other Taxes 2 | IIIrd Party i.e DGS&D / RITES etc Inspection Charges @0.34%+Service Tax | Less for Cenvat Credit,if any respect of Supplies Under full Excise Duty Category | [30 empty] | TOTAL AMOUNT With Taxes in Rs. P | TOTAL AMOUNT With Taxes | TOTAL AMOUNT In Words
1 | 2 | 3 | 4 | 5 | 6 | 7 | 8 | 9 | 10 | 11 | 12 | 13 | 14 | 15 | 16 | 17 | 18 | 19 | 20 | 21 | 22 | 23 | 24 | 25 | 26 | 27 | 28 | 29 | 30 | 31 | 32 | 33 | 34 | 35 | 36 | 37 | 38 | 39 | 40 | 41 | 42 | 43 | 44 | 45 | 46 | 47 | 48 | 49 | 50 | 51 | 52 | 7 | 54 | 8
1 | Dismantling tile work in floors and roofs laid in cement mortar including stacking material within 50 metres lead. | [53 empty] | 1 | Dismantling tile work in floors and roofs laid in cement mortar including stacking material within 50 metres lead. |  |  | Construction of chamber for 100mm sluices valve | item1 | 10 | 1 Nos
1.01 | For thickness of tiles 10 mm to 25 mm (15.23.1) |  | 393 | Sqm | 31.55 |  |  | Excess(+) | 1 | Full Conversion | INR | [40 empty] | 12399.15 | 12399.15 | INR Twelve Thousand Three Hundred & Ninety Nine and Paise Fifteen Only | 1.01 | For thickness of tiles 10 mm to 25 mm (15.23.1) | 393 | Sqm | Supplying, Conveying and fixing spls. Including eart | item1 | 123.223 | Nos
2 | Dismantling old plaster or skirting raking out joints and cleaning the surface for plaster including disposal of rubbish to the dumping ground within 50 metres lead. (15.56) |  | 315 | Sqm | 22.4 |  |  | Excess(+) | 1 | Full Conversion | INR | [40 empty] | 7056 | 7056 | INR Seven Thousand &Fifty Six Only | 2 | Dismantling old plaster or skirting raking out joints and cleaning the surface for plaster including disposal of rubbish to the dumping ground within 50 metres lead. (15.56) | 315 | Sqm | Construction of chamber for 100mm sluice plates | item2 | 213 | Nos
3 | Providing and applying white cement based putty of average thickness 1 mm, of approved brand and manufacturer, over the plastered wall surface to prepare the surface even and smooth complete. (13.80) |  | 177 | Sqm | 87.35 |  |  | Excess(+) | 1 | Full Conversion | INR | [40 empty] | 15460.95 | 15460.95 | INR Fifteen Thousand Four Hundred & Sixty and Paise Ninety Five Only | 3 | Providing and applying white cement based putty of average thickness 1 mm, of approved brand and manufacturer, over the plastered wall surface to prepare the surface even and smooth complete. (13.80) | 177 | Sqm | Construction of chamber for 100mm sluices valve | item3 | 10 | Nos
4 | Distempering with oil bound washable distemper of approved brand and manufacture to give an even shade : | [53 empty] | 4 | Distempering with oil bound washable distemper of approved brand and manufacture to give an even shade : |  |  | Construction of chamber for 100mm sluices valve | item1 | 10 | 1 Nos
4.01 | New work (two or more coats) over and including water tinnable priming coat with cement primer (13.41.1) |  | 177 | Sqm | 93.7 |  |  | Excess(+) | 1 | Full Conversion | INR | [40 empty] | 16584.9 | 16584.9 | INR Sixteen Thousand Five Hundred & Eighty Four and Paise Ninety Only | 4.01 | New work (two or more coats) over and including water tinnable priming coat with cement primer (13.41.1) | 177 | Sqm | Supplying, Conveying and fixing spls. Including ea | item4 | 10 | Nos
5 | Demolishing cement concrete manually/ by mechanical means including disposal of material within 50 metres lead as per direction of Engineer - in - charge. | [53 empty] | 5 | Demolishing cement concrete manually/ by mechanical means including disposal of material within 50 metres lead as per direction of Engineer - in - charge. |  |  | Construction of chamber for 100mm sluices valve | item1 | 10 | 1 Nos
5.01 | Nominal concrete 1:3:6 or richer mix (i/c equivalent design mix) (15.2.1) |  | 37 | Cum | 997.05 |  |  | Excess(+) | 1 | Full Conversion | INR | [40 empty] | 36890.85 | 36890.85 | INR Thirty Six Thousand Eight Hundred & Ninety and Paise Eighty Five Only | 5.01 | Nominal concrete 1:3:6 or richer mix (i/c equivalent design mix) (15.2.1) | 37 | Cum | Supplying, Conveying and fixing spls. Including eart | item1 | 123.223 | Nos
6 | Demolishing mud phaska in terracing and disposal of material within 50 metres lead. (15.27) |  | 12 | Cum | 373.95 |  |  | Excess(+) | 1 | Full Conversion | INR | [40 empty] | 4487.4 | 4487.4 | INR Four Thousand Four Hundred & Eighty Seven and Paise Forty Only | 6 | Demolishing mud phaska in terracing and disposal of material within 50 metres lead. (15.27) | 12 | Cum | Construction of chamber for 100mm sluice plates | item2 | 213 | Nos
7 | Demolishing brick work manually/ by mechanical means including stacking of serviceable material and disposal of unserviceable material within 50 metres lead as per direction of Engineer-in-charge. | [53 empty] | 7 | Demolishing brick work manually/ by mechanical means including stacking of serviceable material and disposal of unserviceable material within 50 metres lead as per direction of Engineer-in-charge. |  |  | Construction of chamber for 100mm sluices valve | item1 | 10 | 1 Nos
7.01 | In cement mortar (15.7.4) |  | 1 | Cum | 842.75 |  |  | Excess(+) | 1 | Full Conversion | INR | [40 empty] | 842.75 | 842.75 | INR Eight Hundred & Forty Two and Paise Seventy Five Only | 7.01 | In cement mortar (15.7.4) | 1 | Cum | Construction of chamber for 100mm sluices valve | item3 | 10 | Nos
8 | Providing and laying water proofing treatment to vertical and horizontal surfaces of depressed portions of W.C., kitchen and the like consisting of: (i) Ist course of applying cement slurry @ 4.4 kg/sqm mixed with water proofing compound conforming to IS 2645 in recommended proportions including rounding off junction of vertical and horizontal surface. (ii) IInd course of 20 mm cement plaster 1:3 (1 cement : 3 coarse sand) mixed with water proofing compound in recommended proportion including rounding off junction of vertical and horizontal surface. (iii) IIIrd course of applying blown or residual bitumen applied hot at 1.7 kg. per sqm of area. (iv) IVth course of 400 micron thick PVC sheet. (Overlaps at joints of PVC sheet should be 100 mm wide and pasted to each other with bitumen @ 1.7 kg/ sqm).(22.3) |  | 52 | Sqm | 505.9 |  |  | Excess(+) | 1 | Full Conversion | INR | [40 empty] | 26306.8 | 26306.8 | INR Twenty Six Thousand Three Hundred & Six and Paise Eighty Only | 8 | Providing and laying water proofing treatment to vertical and horizontal surfaces of depressed portions of W.C., kitchen and the like consisting of: (i) Ist course of applying cement slurry @ 4.4 kg/sqm mixed with water proofing compound conforming to IS 2645 in recommended proportions including rounding off junction of vertical and horizontal surface. (ii) IInd course of 20 mm cement plaster 1:3 (1 cement : 3 coarse sand) mixed with water proofing compound in recommended proportion including rounding off junction of vertical and horizontal surface. (iii) IIIrd course of applying blown or residual bitumen applied hot at 1.7 kg. per sqm of area. (iv) IVth course of 400 micron thick PVC sheet. (Overlaps at joints of PVC sheet should be 100 mm wide and pasted to each other with bitumen @ 1.7 kg/ sqm).(22.3) | 52 | Sqm | Supplying, Conveying and fixing spls. Including ea | item4 | 10 | Nos
9 | 12 mm cement plaster of mix : | [53 empty] | 9 | 12 mm cement plaster of mix : |  |  | Construction of chamber for 100mm sluices valve | item1 | 10 | 1 Nos
9.01 | 1:4 (1 cement: 4 coarse sand) (13.4.1) |  | 142 | Sqm | 180.85 |  |  | Excess(+) | 1 | Full Conversion | INR | [40 empty] | 25680.7 | 25680.7 | INR Twenty Five Thousand Six Hundred & Eighty and Paise Seventy Only | 9.01 | 1:4 (1 cement: 4 coarse sand) (13.4.1) | 142 | Sqm | Supplying, Conveying and fixing spls. Including eart | item1 | 123.223 | Nos
10 | Providing and laying in position cement concrete of specified grade excluding the cost of centering and shuttering - All work up to plinth level : | [53 empty] | 10 | Providing and laying in position cement concrete of specified grade excluding the cost of centering and shuttering - All work up to plinth level : |  |  | Construction of chamber for 100mm sluices valve | item1 | 10 | 1 Nos
10.01 | (A) "1:2:4 (1 cement : 2 coarse sand (zone-III) : 4 graded stone aggregate 20 mm nominal size). (4.1.3) |  | 6 | Cum | 5481.95 |  |  | Excess(+) | 1 | Full Conversion | INR | [40 empty] | 32891.7 | 32891.7 | INR Thirty Two Thousand Eight Hundred & Ninety One and Paise Seventy Only | 10.01 | (A) "1:2:4 (1 cement : 2 coarse sand (zone-III) : 4 graded stone aggregate 20 mm nominal size). (4.1.3) | 6 | Cum | Supplying, Conveying and fixing spls. Including eart | item1 | 123.223 | Nos
10.02 | (B) 1:4:8 (1 Cement : 4 coarse sand (zone-III) : 8 graded stone aggregate 40 mm nominal size) (4.1.8) |  | 2 | Cum | 4478.15 |  |  | Excess(+) | 1 | Full Conversion | INR | [40 empty] | 8956.3 | 8956.3 | INR Eight Thousand Nine Hundred & Fifty Six and Paise Thirty Only | 10.02 | (B) 1:4:8 (1 Cement : 4 coarse sand (zone-III) : 8 graded stone aggregate 40 mm nominal size) (4.1.8) | 2 | Cum | Supplying, Conveying and fixing spls. Including eart | item1 | 123.223 | Nos
11 | Providing and fixing soil, waste and vent pipes : | [53 empty] | 11 | Providing and fixing soil, waste and vent pipes : |  |  | Construction of chamber for 100mm sluices valve | item1 | 10 | 1 Nos
11.01 | Centrifugally cast (spun) iron socket & spigot (S&S) pipe as per IS: 3989 (17.35.1.2) |  | 132 | Mtr. | 921.65 |  |  | Excess(+) | 1 | Full Conversion | INR | [40 empty] | 121657.8 | 121657.8 | INR One Lakh Twenty One Thousand Six Hundred & Fifty Seven and Paise Eighty Only | 11.01 | Centrifugally cast (spun) iron socket & spigot (S&S) pipe as per IS: 3989 (17.35.1.2) | 132 | Mtr. | Supplying, Conveying and fixing spls. Including eart | item1 | 123.223 | Nos
12 | Providing and fixing collar : | [53 empty] | 12 | Providing and fixing collar : |  |  | Construction of chamber for 100mm sluices valve | item1 | 10 | 1 Nos
12.01 | Sand cast iron S&S as per IS - 3989 (17.57.1.2) |  | 8 | Nos. | 351.2 |  |  | Excess(+) | 1 | Full Conversion | INR | [40 empty] | 2809.6 | 2809.6 | INR Two Thousand Eight Hundred & Nine and Paise Sixty Only | 12.01 | Sand cast iron S&S as per IS - 3989 (17.57.1.2) | 8 | Nos. | Construction of chamber for 100mm sluices valve | item3 | 10 | Nos
13 | Providing lead caulked joints to sand cast iron/centrifugally cast (spun) iron pipes and fittings of diameter : | [53 empty] | 13 | Providing lead caulked joints to sand cast iron/centrifugally cast (spun) iron pipes and fittings of diameter : |  |  | Supplying, Conveying and fixing spls. Including ea | item4 | 10 | Nos
13.01 | 100 mm (17.58.1) |  | 66 | Nos. | 309.95 |  |  | Excess(+) | 1 | Full Conversion | INR | [40 empty] | 20456.7 | 20456.7 | INR Twenty Thousand Four Hundred & Fifty Six and Paise Seventy Only | 13.01 | 100 mm (17.58.1) | 66 | Nos. | Supplying, Conveying and fixing spls. Including eart | item1 | 123.223 | Nos
14 | Providing and fixing bend of required degree with access door, insertion rubber washer 3 mm thick, bolts and nuts complete | [53 empty] | 14 | Providing and fixing bend of required degree with access door, insertion rubber washer 3 mm thick, bolts and nuts complete |  |  | Supplying, Conveying and fixing spls. Including ea | item4 | 10 | Nos
14.01 | Sand cast iron S&S as per IS - 3989(17.38.1.2) |  | 18 | Nos. | 384.9 |  |  | Excess(+) | 1 | Full Conversion | INR | [40 empty] | 6928.2 | 6928.2 | INR Six Thousand Nine Hundred & Twenty Eight and Paise Twenty Only | 14.01 | Sand cast iron S&S as per IS - 3989(17.38.1.2) | 18 | Nos. | Construction of chamber for 100mm sluice plates | item2 | 213 | Nos
15 | Providing and fixing plain bend of required degree. | [53 empty] | 15 | Providing and fixing plain bend of required degree. |  |  | Supplying, Conveying and fixing spls. Including ea | item4 | 10 | Nos
15.01 | Sand cast iron S&S as per IS : 3989 (17.39.1.2) |  | 26 | Nos. | 334.95 |  |  | Excess(+) | 1 | Full Conversion | INR | [40 empty] | 8708.7 | 8708.7 | INR Eight Thousand Seven Hundred & Eight and Paise Seventy Only | 15.01 | Sand cast iron S&S as per IS : 3989 (17.39.1.2) | 26 | Nos. | Construction of chamber for 100mm sluices valve | item3 | 10 | Nos
16 | Providing and fixing double equal plain junction of required degree. | [53 empty] | 16 | Providing and fixing double equal plain junction of required degree. |  |  | Supplying, Conveying and fixing spls. Including ea | item4 | 10 | Nos
16.01 | 100x100x100x100 mm | [53 empty] | 16.01 | 100x100x100x100 mm |  |  | Supplying, Conveying and fixing spls. Including ea | item4 | 10 | Nos
16.02 | Sand cast iron S&S as per IS - 3989 (17.42.1.2) |  | 15 | Nos. | 747.3 |  |  | Excess(+) | 1 | Full Conversion | INR | [40 empty] | 11209.5 | 11209.5 | INR Eleven Thousand Two Hundred & Nine and Paise Fifty Only | 16.02 | Sand cast iron S&S as per IS - 3989 (17.42.1.2) | 15 | Nos. | Supplying, Conveying and fixing spls. Including ea | item4 | 10 | Nos
17 | Providing and fixing single equal plain junction of required degree with access door, insertion rubber washer 3 mm thick, bolts and nuts complete. | [53 empty] | 17 | Providing and fixing single equal plain junction of required degree with access door, insertion rubber washer 3 mm thick, bolts and nuts complete. |  |  | Supplying, Conveying and fixing spls. Including ea | item4 | 10 | Nos
17.01 | 100x100x100 mm | [53 empty] | 17.01 | 100x100x100 mm |  |  | Supplying, Conveying and fixing spls. Including ea | item4 | 10 | Nos
17.02 | Sand cast iron S&S as per IS - 3989 (17.43.1.2) |  | 15 | Nos. | 623 |  |  | Excess(+) | 1 | Full Conversion | INR | [40 empty] | 9345 | 9345 | INR Nine Thousand Three Hundred & Forty Five Only | 17.02 | Sand cast iron S&S as per IS - 3989 (17.43.1.2) | 15 | Nos. | Construction of chamber for 100mm sluice plates | item5 | 10 | Nos
18 | Providing and fixing single equal plain junction of required degree : | [53 empty] | 18 | Providing and fixing single equal plain junction of required degree : |  |  | Supplying, Conveying and fixing spls. Including ea | item4 | 10 | Nos
18.01 | 100x100x100 mm | [53 empty] | 18.01 | 100x100x100 mm |  |  | Supplying, Conveying and fixing spls. Including ea | item4 | 10 | Nos
18.02 | Sand cast iron S&S as per IS - 3989 (17.44.1.2) |  | 40 | Nos. | 575.4 |  |  | Excess(+) | 1 | Full Conversion | INR | [40 empty] | 23016 | 23016 | INR Twenty Three Thousand &Sixteen Only | 18.02 | Sand cast iron S&S as per IS - 3989 (17.44.1.2) | 40 | Nos. | Construction of chamber for 100mm sluice plates | item5 | 10 | Nos
19 | Providing and fixing trap of self cleansing design with screwed down or hinged grating with or without vent arm complete, including cost of cutting and making good the walls and floors : | [53 empty] | 19 | Providing and fixing trap of self cleansing design with screwed down or hinged grating with or without vent arm complete, including cost of cutting and making good the walls and floors : |  |  | Supplying, Conveying and fixing spls. Including ea | item4 | 10 | Nos
19.01 | 100 mm inlet and 100 mm outlet | [53 empty] | 19.01 | 100 mm inlet and 100 mm outlet |  |  | Supplying, Conveying and fixing spls. Including ea | item4 | 10 | Nos
19.02 | Sand cast iron S&S as per IS: 3989 (17.60.1.1) |  | 16 | Nos. | 1034.45 |  |  | Excess(+) | 1 | Full Conversion | INR | [40 empty] | 16551.2 | 16551.2 | INR Sixteen Thousand Five Hundred & Fifty One and Paise Twenty Only | 19.02 | Sand cast iron S&S as per IS: 3989 (17.60.1.1) | 16 | Nos. | Construction of chamber for 100mm sluice plates | item5 | 10 | Nos
20 | Providing and fixing 100 mm sand cast Iron grating for gully trap. (17.29) |  | 26 | Nos. | 29.25 |  |  | Excess(+) | 1 | Full Conversion | INR | [40 empty] | 760.5 | 760.5 | INR Seven Hundred & Sixty and Paise Fifty Only | 20 | Providing and fixing 100 mm sand cast Iron grating for gully trap. (17.29) | 26 | Nos. | Construction of chamber for 100mm sluice plates | item5 | 10 | Nos
21 | roviding and fixing M.S. stays and clamps for sand cast iron/ centrifugally cast (spun) iron pipes of diameter : | [53 empty] | 21 | roviding and fixing M.S. stays and clamps for sand cast iron/ centrifugally cast (spun) iron pipes of diameter : |  |  | Supplying, Conveying and fixing spls. Including ea | item4 | 10 | Nos
21.01 | 100 mm (17.59.1) |  | 66 | Nos. | 62 |  |  | Excess(+) | 1 | Full Conversion | INR | [40 empty] | 4092 | 4092 | INR Four Thousand &Ninety Two Only | 21.01 | 100 mm (17.59.1) | 66 | Nos. | Construction of chamber for 100mm sluice plates | item5 | 10 | Nos
22 | Providing and fixing water closet squatting pan (Indian type W.C. pan ) with 100 mm sand cast Iron P or S trap, 10 litre low level white P.V.C. flushing cistern, including flush pipe, with manually controlled device (handle lever) conforming to IS : 7231, with all fittings and fixtures complete, including cutting and making good the walls and floors wherever required: | [53 empty] | 22 | Providing and fixing water closet squatting pan (Indian type W.C. pan ) with 100 mm sand cast Iron P or S trap, 10 litre low level white P.V.C. flushing cistern, including flush pipe, with manually controlled device (handle lever) conforming to IS : 7231, with all fittings and fixtures complete, including cutting and making good the walls and floors wherever required: |  |  | Construction of chamber for 100mm sluices valve | item1 | 10 | 1 Nos
22.01 | White Vitreous china Orissa pattern W.C. pan of size 580x440 mm with integral type foot rests (17.1.1) |  | 14 | Nos. | 3494.2 |  |  | Excess(+) | 1 | Full Conversion | INR | [40 empty] | 48918.8 | 48918.8 | INR Forty Eight Thousand Nine Hundred & Eighteen and Paise Eighty Only | 22.01 | White Vitreous china Orissa pattern W.C. pan of size 580x440 mm with integral type foot rests (17.1.1) | 14 | Nos. | Construction of chamber for 100mm sluices valve | item3 | 10 | Nos
23 | Providing and fixing white vitreous china pedestal type water closet (European type W.C. pan) with seat and lid, 10 litre low level white P.V.C. flushing cistern, including flush pipe, with manually controlled device (handle lever), conforming to IS : 7231, with all fittings and fixtures complete, including cutting and making good the walls and floors wherever required : | [53 empty] | 23 | Providing and fixing white vitreous china pedestal type water closet (European type W.C. pan) with seat and lid, 10 litre low level white P.V.C. flushing cistern, including flush pipe, with manually controlled device (handle lever), conforming to IS : 7231, with all fittings and fixtures complete, including cutting and making good the walls and floors wherever required : |  |  | Supplying, Conveying and fixing spls. Including ea | item4 | 10 | Nos
23.01 | W.C. pan with ISI marked white solid plastic seat and lid (17.2.1) |  | 6 | Nos | 3418.7 |  |  | Excess(+) | 1 | Full Conversion | INR | [40 empty] | 20512.2 | 20512.2 | INR Twenty Thousand Five Hundred & Twelve and Paise Twenty Only | 23.01 | W.C. pan with ISI marked white solid plastic seat and lid (17.2.1) | 6 | Nos | Supplying, Conveying and fixing spls. Including eart | item1 | 123.223 | Nos
24 | Providing and fixing wash basin with C.I. brackets, 15 mm C.P. brass pillar taps, 32 mm C.P. brass waste of standard pattern, including painting of fittings and brackets, cutting and making good the walls wherever require: | [53 empty] | 24 | Providing and fixing wash basin with C.I. brackets, 15 mm C.P. brass pillar taps, 32 mm C.P. brass waste of standard pattern, including painting of fittings and brackets, cutting and making good the walls wherever require: |  |  | Supplying, Conveying and fixing spls. Including ea | item4 | 10 | Nos
24.01 | White Vitreous China Wash basin size 630x450 mm with a single 15 mm C.P. brass pillar tap (17.7.2) |  | 8 | Nos | 2020.6 |  |  | Excess(+) | 1 | Full Conversion | INR | [40 empty] | 16164.8 | 16164.8 | INR Sixteen Thousand One Hundred & Sixty Four and Paise Eighty Only | 24.01 | White Vitreous China Wash basin size 630x450 mm with a single 15 mm C.P. brass pillar tap (17.7.2) | 8 | Nos | Construction of chamber for 100mm sluice plates | item2 | 213 | Nos
25 | Providing and fixing P.V.C. waste pipe for sink or wash basin including P.V.C. waste fittings complete. | [53 empty] | 25 | Providing and fixing P.V.C. waste pipe for sink or wash basin including P.V.C. waste fittings complete. |  |  | Supplying, Conveying and fixing spls. Including ea | item4 | 10 | Nos
25.01 | Semi rigid pipe | [53 empty] | 25.01 | Semi rigid pipe |  |  | Supplying, Conveying and fixing spls. Including ea | item4 | 10 | Nos
25.02 | 32 mm dia (17.28.1.1) |  | 6 | Nos | 75.6 |  |  | Excess(+) | 1 | Full Conversion | INR | [40 empty] | 453.6 | 453.6 | INR Four Hundred & Fifty Three and Paise Sixty Only | 25.02 | 32 mm dia (17.28.1.1) | 6 | Nos | Construction of chamber for 100mm sluices valve | item3 | 10 | Nos
26 | Providing and fixing mirror of superior glass (of approved quality) and of required shape and size with plastic moulded frame of approved make and shade with 6 mm thick hard board backing : | [53 empty] | 26 | Providing and fixing mirror of superior glass (of approved quality) and of required shape and size with plastic moulded frame of approved make and shade with 6 mm thick hard board backing : |  |  | Supplying, Conveying and fixing spls. Including ea | item4 | 10 | Nos
26.01 | Rectangular shape 453x357 mm (17.32.2) |  | 12 | Nos | 752.8 |  |  | Excess(+) | 1 | Full Conversion | INR | [40 empty] | 9033.6 | 9033.6 | INR Nine Thousand &Thirty Three and Paise Sixty Only | 26.01 | Rectangular shape 453x357 mm (17.32.2) | 12 | Nos | Construction of chamber for 100mm sluice plates | item5 | 10 | Nos
27 | Providing and fixing white vitreous china flat back half stall urinal of size 580x380x350 mm with white PVC automatic flushing cistern, with fittings, standard size C.P. brass flush pipe, spreaders with unions and clamps (all in C.P. brass) with waste fitting as per IS : 2556, C.I. trap with outlet grating and other couplings in C.P. brass, including painting of fittings and cutting and making good the walls and floors wherever required : | [53 empty] | 27 | Providing and fixing white vitreous china flat back half stall urinal of size 580x380x350 mm with white PVC automatic flushing cistern, with fittings, standard size C.P. brass flush pipe, spreaders with unions and clamps (all in C.P. brass) with waste fitting as per IS : 2556, C.I. trap with outlet grating and other couplings in C.P. brass, including painting of fittings and cutting and making good the walls and floors wherever required : |  |  | Construction of chamber for 100mm sluices valve | item1 | 10 | 1 Nos
27.01 | (A) Single half stall urinal with 5 litre P.V.C. automatic flushing cistern (17.5.1) |  | 12 | Nos | 6187.4 |  |  | Excess(+) | 1 | Full Conversion | INR | [40 empty] | 74248.8 | 74248.8 | INR Seventy Four Thousand Two Hundred & Forty Eight and Paise Eighty Only | 27.01 | (A) Single half stall urinal with 5 litre P.V.C. automatic flushing cistern (17.5.1) | 12 | Nos | Construction of chamber for 100mm sluices valve | item3 | 10 | Nos
27.02 | (B) Range of two half stall urinals with 5 litre P.V.C. automatic flushing cistern (17.5.2) |  | 6 | Nos | 9317.6 |  |  | Excess(+) | 1 | Full Conversion | INR | [40 empty] | 55905.6 | 55905.6 | INR Fifty Five Thousand Nine Hundred & Five and Paise Sixty Only | 27.02 | (B) Range of two half stall urinals with 5 litre P.V.C. automatic flushing cistern (17.5.2) | 6 | Nos | Construction of chamber for 100mm sluices valve | item3 | 10 | Nos
28 | Making connection of drain or sewer line with existing manhole including breaking into and making good the walls, floors with cement concrete 1:2:4 mix (1 cement : 2 coarse sand : 4 graded stone aggregate 20 mm nominal size) cement plastered on both sides with cement mortar 1:3 (1 cement : 3 coarse sand), finished with a floating coat of neat cement and making necessary channels for the drain etc. complete : | [53 empty] | 28 | Making connection of drain or sewer line with existing manhole including breaking into and making good the walls, floors with cement concrete 1:2:4 mix (1 cement : 2 coarse sand : 4 graded stone aggregate 20 mm nominal size) cement plastered on both sides with cement mortar 1:3 (1 cement : 3 coarse sand), finished with a floating coat of neat cement and making necessary channels for the drain etc. complete : |  |  | Supplying, Conveying and fixing spls. Including ea | item4 | 10 | Nos
28.01 | For pipes 100 to 250 mm diameter (19.21.1) |  | 3 | Nos | 391.15 |  |  | Excess(+) | 1 | Full Conversion | INR | [40 empty] | 1173.45 | 1173.45 | INR One Thousand One Hundred & Seventy Three and Paise Forty Five Only | 28.01 | For pipes 100 to 250 mm diameter (19.21.1) | 3 | Nos | Supplying, Conveying and fixing spls. Including eart | item1 | 123.223 | Nos
29 | Reinforced cement concrete work in beams, suspended floors, roofs having slope up to 15° landings, balconies, shelves, chajjas, lintels, bands, plain window sills, staircases and spiral stair cases above plinth level up to floor five level, excluding the cost of centering, shuttering, finishing and reinforcement, with 1:1.5:3 (1 cement : 1.5 coarse sand (zone-III) : 3 graded stone aggregate 20 mm nominal size). (5.3) |  | 8 | Cum | 7390.8 |  |  | Excess(+) | 1 | Full Conversion | INR | [40 empty] | 59126.4 | 59126.4 | INR Fifty Nine Thousand One Hundred & Twenty Six and Paise Forty Only | 29 | Reinforced cement concrete work in beams, suspended floors, roofs having slope up to 15° landings, balconies, shelves, chajjas, lintels, bands, plain window sills, staircases and spiral stair cases above plinth level up to floor five level, excluding the cost of centering, shuttering, finishing and reinforcement, with 1:1.5:3 (1 cement : 1.5 coarse sand (zone-III) : 3 graded stone aggregate 20 mm nominal size). (5.3) | 8 | Cum | Supplying, Conveying and fixing spls. Including eart | item1 | 123.223 | Nos
30 | Centering and shuttering including strutting, propping etc. and removal of form for all heights : | [53 empty] | 30 | Centering and shuttering including strutting, propping etc. and removal of form for all heights : |  |  | Supplying, Conveying and fixing spls. Including ea | item4 | 10 | Nos
30.01 | Suspended floors, roofs, landings, balconies and access platform (5.9.3) |  | 60 | Sqm | 422.3 |  |  | Excess(+) | 1 | Full Conversion | INR | [40 empty] | 25338 | 25338 | INR Twenty Five Thousand Three Hundred & Thirty Eight Only | 30.01 | Suspended floors, roofs, landings, balconies and access platform (5.9.3) | 60 | Sqm | Construction of chamber for 100mm sluice plates | item2 | 213 | Nos
31 | Steel reinforcement for R.C.C. work including straightening, cutting, bending, placing in position and binding all complete upto plinth level. | [53 empty] | 31 | Steel reinforcement for R.C.C. work including straightening, cutting, bending, placing in position and binding all complete upto plinth level. |  |  | Supplying, Conveying and fixing spls. Including ea | item4 | 10 | Nos
31.01 | Thermo-Mechanically Treated bars of grade Fe-500D or more. (5.22.6) |  | 769 | Kg | 56.6 |  |  | Excess(+) | 1 | Full Conversion | INR | [40 empty] | 43525.4 | 43525.4 | INR Forty Three Thousand Five Hundred & Twenty Five and Paise Forty Only | 31.01 | Thermo-Mechanically Treated bars of grade Fe-500D or more. (5.22.6) | 769 | Kg | Supplying, Conveying and fixing spls. Including eart | item1 | 123.223 | Nos
32 | Half brick masonry with common burnt clay F.P.S. (non modular) bricks of class designation 7.5 in superstructure above plinth level up to floor V level. | [53 empty] | 32 | Half brick masonry with common burnt clay F.P.S. (non modular) bricks of class designation 7.5 in superstructure above plinth level up to floor V level. |  |  | Supplying, Conveying and fixing spls. Including ea | item4 | 10 | Nos
32.01 | Cement mortar 1:4 (1 cement :4 coarse sand) (6.13.2) |  | 16 | Sqm | 684.3 |  |  | Excess(+) | 1 | Full Conversion | INR | [40 empty] | 10948.8 | 10948.8 | INR Ten Thousand Nine Hundred & Forty Eight and Paise Eighty Only | 32.01 | Cement mortar 1:4 (1 cement :4 coarse sand) (6.13.2) | 16 | Sqm | Construction of chamber for 100mm sluice plates | item2 | 213 | Nos
33 | Providing and fixing G.I. pipes complete with G.I. fittings and clamps, i/c cutting and making good the walls etc. | [53 empty] | 33 | Providing and fixing G.I. pipes complete with G.I. fittings and clamps, i/c cutting and making good the walls etc. |  |  | Supplying, Conveying and fixing spls. Including ea | item4 | 10 | Nos
33.01 | Internal work - Exposed on wall | [53 empty] | 33.01 | Internal work - Exposed on wall |  |  | Supplying, Conveying and fixing spls. Including ea | item4 | 10 | Nos
33.02 | (A) 15 mm dia nominal bore (18.10.1) |  | 125 | Mtrs | 186.4 |  |  | Excess(+) | 1 | Full Conversion | INR | [40 empty] | 23300 | 23300 | INR Twenty Three Thousand Three Hundred Only | 33.02 | (A) 15 mm dia nominal bore (18.10.1) | 125 | Mtrs | Construction of chamber for 100mm sluice plates | item5 | 10 | Nos
33.03 | (B)25 mm dia nominal bore (18.10.3) |  | 30 | Mtrs | 247.85 |  |  | Excess(+) | 1 | Full Conversion | INR | [40 empty] | 7435.5 | 7435.5 | INR Seven Thousand Four Hundred & Thirty Five and Paise Fifty Only | 33.03 | (B)25 mm dia nominal bore (18.10.3) | 30 | Mtrs | Construction of chamber for 100mm sluices valve | item3 | 10 | Nos
34 | Providing and fixing C.P. brass bib cock of approved quality conforming to IS:8931 : | [53 empty] | 34 | Providing and fixing C.P. brass bib cock of approved quality conforming to IS:8931 : |  |  | Supplying, Conveying and fixing spls. Including ea | item4 | 10 | Nos
34.01 | 15 mm nominal bore (18.49.1) |  | 22 | Nos | 371.7 |  |  | Excess(+) | 1 | Full Conversion | INR | [40 empty] | 8177.4 | 8177.4 | INR Eight Thousand One Hundred & Seventy Seven and Paise Forty Only | 34.01 | 15 mm nominal bore (18.49.1) | 22 | Nos | Construction of chamber for 100mm sluices valve | item3 | 10 | Nos
35 | Providing and fixing C.P. brass stop cock (concealed) of standard design and of approved make conforming to IS:8931. | [53 empty] | 35 | Providing and fixing C.P. brass stop cock (concealed) of standard design and of approved make conforming to IS:8931. |  |  | Supplying, Conveying and fixing spls. Including ea | item4 | 10 | Nos
35.01 | 15 mm nominal bore (18.52.1) |  | 30 | Nos | 545.95 |  |  | Excess(+) | 1 | Full Conversion | INR | [40 empty] | 16378.5 | 16378.5 | INR Sixteen Thousand Three Hundred & Seventy Eight and Paise Fifty Only | 35.01 | 15 mm nominal bore (18.52.1) | 30 | Nos | Supplying, Conveying and fixing spls. Including eart | item1 | 123.223 | Nos
36 | Providing and fixing PTMT swivelling shower, 15 mm nominal bore, weighing not less than 40 gms (18.64) |  | 10 | Nos | 100.7 |  |  | Excess(+) | 1 | Full Conversion | INR | [40 empty] | 1007 | 1007 | INR One Thousand &Seven Only | 36 | Providing and fixing PTMT swivelling shower, 15 mm nominal bore, weighing not less than 40 gms (18.64) | 10 | Nos | Construction of chamber for 100mm sluice plates | item2 | 213 | Nos
37 | Making connection of G.I. distribution branch with G.I. main of following sizes by providing and fixing tee, including cutting and threading the pipe etc. complete : | [53 empty] | 37 | Making connection of G.I. distribution branch with G.I. main of following sizes by providing and fixing tee, including cutting and threading the pipe etc. complete : |  |  | Supplying, Conveying and fixing spls. Including ea | item4 | 10 | Nos
37.01 | 25 to 40 mm nominal bore (18.13.1) |  | 2 | Nos | 394.15 |  |  | Excess(+) | 1 | Full Conversion | INR | [40 empty] | 788.3 | 788.3 | INR Seven Hundred & Eighty Eight and Paise Thirty Only | 37.01 | 25 to 40 mm nominal bore (18.13.1) | 2 | Nos | Supplying, Conveying and fixing spls. Including eart | item1 | 123.223 | Nos
38 | Painting G.I. pipes and fittings with synthetic enamel white paint with two coats over a ready mixed priming coat, both of approved quality for new work : | [53 empty] | 38 | Painting G.I. pipes and fittings with synthetic enamel white paint with two coats over a ready mixed priming coat, both of approved quality for new work : |  |  | Supplying, Conveying and fixing spls. Including ea | item4 | 10 | Nos
38.01 | 25 mm diameter pipe (18.38.3) |  | 30 | Mtrs | 15.5 |  |  | Excess(+) | 1 | Full Conversion | INR | [40 empty] | 465 | 465 | INR Four Hundred & Sixty Five Only | 38.01 | 25 mm diameter pipe (18.38.3) | 30 | Mtrs | Supplying, Conveying and fixing spls. Including eart | item1 | 123.223 | Nos
39 | Providing and fixing stone slab with table rubbed, edges rounded and polished, of size 75x50 cm deep and 1.8 cm thick, fixed in urinal partitions by cutting a chase of appropriate width with chase cutter and embedding the stone in the chase with epoxy grout or with cement concrete 1:2:4 (1 cement : 2 coarse sand : 4 graded stone aggregate 6 mm nominal size) as per direction of Engineer-in-charge and finished smooth. | [53 empty] | 39 | Providing and fixing stone slab with table rubbed, edges rounded and polished, of size 75x50 cm deep and 1.8 cm thick, fixed in urinal partitions by cutting a chase of appropriate width with chase cutter and embedding the stone in the chase with epoxy grout or with cement concrete 1:2:4 (1 cement : 2 coarse sand : 4 graded stone aggregate 6 mm nominal size) as per direction of Engineer-in-charge and finished smooth. |  |  | Supplying, Conveying and fixing spls. Including ea | item4 | 10 | Nos
39.01 | Granite Stone of approved shade (8.10.2) |  | 9 | Sqm | 2831.95 |  |  | Excess(+) | 1 | Full Conversion | INR | [40 empty] | 25487.55 | 25487.55 | INR Twenty Five Thousand Four Hundred & Eighty Seven and Paise Fifty Five Only | 39.01 | Granite Stone of approved shade (8.10.2) | 9 | Sqm | Construction of chamber for 100mm sluice plates | item2 | 213 | Nos
40 | Providing and fixing Ist quality ceramic glazed wall tiles conforming to IS: 15622 (thickness to be specified by the manufacturer), of approved make, in all colours, shades except burgundy, bottle green, black of any size as approved by Engineer-in-Charge, in skirting, risers of steps and dados, over 12 mm thick bed of cement mortar 1:3 (1 cement : 3 coarse sand) and jointing with grey cement slurry @ 3.3kg per sqm, including pointing in white cement mixed with pigment of matching shade complete. (11.36) |  | 340 | Sqm | 744.8 |  |  | Excess(+) | 1 | Full Conversion | INR | [40 empty] | 253232 | 253232 | INR Two Lakh Fifty Three Thousand Two Hundred & Thirty Two Only | 40 | Providing and fixing Ist quality ceramic glazed wall tiles conforming to IS: 15622 (thickness to be specified by the manufacturer), of approved make, in all colours, shades except burgundy, bottle green, black of any size as approved by Engineer-in-Charge, in skirting, risers of steps and dados, over 12 mm thick bed of cement mortar 1:3 (1 cement : 3 coarse sand) and jointing with grey cement slurry @ 3.3kg per sqm, including pointing in white cement mixed with pigment of matching shade complete. (11.36) | 340 | Sqm | Construction of chamber for 100mm sluices valve | item3 | 10 | Nos
41 | Providing and laying Ceramic glazed floor tiles of size 300x300 mm (thickness to be specified by the manufacturer) of 1st quality conforming to IS : 15622 of approved make in colours such as White, Ivory, Grey, Fume Red Brown, laid on 20 mm thick cement mortar 1:4 (1 Cement : 4 Coarse sand), jointing with grey cement slurry @ 3.3kg/sqm including pointing the joints with white cement and matching pigment etc., complete. (11.37) |  | 96 | Sqm | 688.35 |  |  | Excess(+) | 1 | Full Conversion | INR | [40 empty] | 66081.6 | 66081.6 | INR Sixty Six Thousand &Eighty One and Paise Sixty Only | 41 | Providing and laying Ceramic glazed floor tiles of size 300x300 mm (thickness to be specified by the manufacturer) of 1st quality conforming to IS : 15622 of approved make in colours such as White, Ivory, Grey, Fume Red Brown, laid on 20 mm thick cement mortar 1:4 (1 Cement : 4 Coarse sand), jointing with grey cement slurry @ 3.3kg/sqm including pointing the joints with white cement and matching pigment etc., complete. (11.37) | 96 | Sqm | Construction of chamber for 100mm sluice plates | item5 | 10 | Nos
42 | Steel work welded in built up sections/ framed work, including cutting, hoisting, fixing in position and applying a priming coat of approved steel primer using structural steel etc. as required. | [53 empty] | 42 | Steel work welded in built up sections/ framed work, including cutting, hoisting, fixing in position and applying a priming coat of approved steel primer using structural steel etc. as required. |  |  | Supplying, Conveying and fixing spls. Including ea | item4 | 10 | Nos
42.01 | In gratings, frames, guard bar, ladder, railings, brackets, gates and similar works (10.25.2) |  | 817 | Kg | 85.95 |  |  | Excess(+) | 1 | Full Conversion | INR | [40 empty] | 70221.15 | 70221.15 | INR Seventy Thousand Two Hundred & Twenty One and Paise Fifteen Only | 42.01 | In gratings, frames, guard bar, ladder, railings, brackets, gates and similar works (10.25.2) | 817 | Kg | Construction of chamber for 100mm sluices valve | item3 | 10 | Nos
43 | Providing and fixing ISI marked flush door shutters conforming to IS : 2202 (Part I) decorative type, core of block board construction with frame of 1st class hard wood and well matched teak 3 ply veneering with vertical grains or cross bands and face veneers on both faces of shutters. | [53 empty] | 43 | Providing and fixing ISI marked flush door shutters conforming to IS : 2202 (Part I) decorative type, core of block board construction with frame of 1st class hard wood and well matched teak 3 ply veneering with vertical grains or cross bands and face veneers on both faces of shutters. |  |  | Supplying, Conveying and fixing spls. Including ea | item4 | 10 | Nos
43.01 | 30 mm thick including ISI marked Stainless Steel butt hinges with necessary screws (9.20.2) |  | 71 | Sqm | 2372.8 |  |  | Excess(+) | 1 | Full Conversion | INR | [40 empty] | 168468.8 | 168468.8 | INR One Lakh Sixty Eight Thousand Four Hundred & Sixty Eight and Paise Eighty Only | 43.01 | 30 mm thick including ISI marked Stainless Steel butt hinges with necessary screws (9.20.2) | 71 | Sqm | Supplying, Conveying and fixing spls. Including eart | item1 | 123.223 | Nos
44 | Painting with synthetic enamel paint of approved brand and manufacture of required colour to give an even shade : | [53 empty] | 44 | Painting with synthetic enamel paint of approved brand and manufacture of required colour to give an even shade : |  |  | Supplying, Conveying and fixing spls. Including ea | item4 | 10 | Nos
44.01 | Two or more coats on new work over an under coat of suitable shade with ordinary paint of approved brand and manufacture (13.62.1) |  | 76 | Sqm | 112.3 |  |  | Excess(+) | 1 | Full Conversion | INR | [40 empty] | 8534.8 | 8534.8 | INR Eight Thousand Five Hundred & Thirty Four and Paise Eighty Only | 44.01 | Two or more coats on new work over an under coat of suitable shade with ordinary paint of approved brand and manufacture (13.62.1) | 76 | Sqm | Construction of chamber for 100mm sluice plates | item2 | 213 | Nos
45 | Providing and fixing aluminium work for doors, windows, ventilators and partitions with extruded built up standard tubular sections/ appropriate Z sections and other sections of approved make conforming to IS: 733 and IS: 1285, fixing with dash fasteners of required dia and size, including necessary filling up the gaps at junctions, i.e. at top, bottom and sides with required EPDM rubber/ neoprene gasket etc. Aluminium sections shall be smooth, rust free, straight, mitred and jointed mechanically wherever required including cleat angle, Aluminium snap beading for glazing / paneling, C.P. brass / stainless steel screws, all complete as per architectural drawings and the directions of Engineer-in-charge. (Glazing, paneling and dash fasteners to be paid for separately) : | [53 empty] | 45 | Providing and fixing aluminium work for doors, windows, ventilators and partitions with extruded built up standard tubular sections/ appropriate Z sections and other sections of approved make conforming to IS: 733 and IS: 1285, fixing with dash fasteners of required dia and size, including necessary filling up the gaps at junctions, i.e. at top, bottom and sides with required EPDM rubber/ neoprene gasket etc. Aluminium sections shall be smooth, rust free, straight, mitred and jointed mechanically wherever required including cleat angle, Aluminium snap beading for glazing / paneling, C.P. brass / stainless steel screws, all complete as per architectural drawings and the directions of Engineer-in-charge. (Glazing, paneling and dash fasteners to be paid for separately) : |  |  | Supplying, Conveying and fixing spls. Including ea | item4 | 10 | Nos
45.01 | For fixed portion | [53 empty] | 45.01 | For fixed portion |  |  | Supplying, Conveying and fixing spls. Including ea | item4 | 10 | Nos
45.02 | Anodised aluminium (anodised transparent or dyed to required shade according to IS: 1868, Minimum anodic coating of grade AC 15) (21.1.1.1) |  | 21 | Kg | 355.2 |  |  | Excess(+) | 1 | Full Conversion | INR | [40 empty] | 7459.2 | 7459.2 | INR Seven Thousand Four Hundred & Fifty Nine and Paise Twenty Only | 45.02 | Anodised aluminium (anodised transparent or dyed to required shade according to IS: 1868, Minimum anodic coating of grade AC 15) (21.1.1.1) | 21 | Kg | Construction of chamber for 100mm sluices valve | item3 | 10 | Nos
46 | Providing and fixing aluminium handles, ISI marked, anodised (anodic coating not less than grade AC 10 as per IS : 1868) transparent or dyed to required colour or shade, with necessary screws etc. complete : | [53 empty] | 46 | Providing and fixing aluminium handles, ISI marked, anodised (anodic coating not less than grade AC 10 as per IS : 1868) transparent or dyed to required colour or shade, with necessary screws etc. complete : |  |  | Supplying, Conveying and fixing spls. Including ea | item4 | 10 | Nos
46.01 | 125 mm (9.100.1) |  | 88 | Nos | 51.1 |  |  | Excess(+) | 1 | Full Conversion | INR | [40 empty] | 4496.8 | 4496.8 | INR Four Thousand Four Hundred & Ninety Six and Paise Eighty Only | 46.01 | 125 mm (9.100.1) | 88 | Nos | Construction of chamber for 100mm sluice plates | item5 | 10 | Nos
47 | Providing and fixing aluminium tower bolts, ISI marked, anodised (anodic coating not less than grade AC 10 as per IS : 1868 ) transparent or dyed to required colour or shade, with necessary screws etc. complete : | [53 empty] | 47 | Providing and fixing aluminium tower bolts, ISI marked, anodised (anodic coating not less than grade AC 10 as per IS : 1868 ) transparent or dyed to required colour or shade, with necessary screws etc. complete : |  |  | Supplying, Conveying and fixing spls. Including ea | item4 | 10 | Nos
47.01 | 250x10 mm (9.97.2) |  | 40 | Nos | 88.1 |  |  | Excess(+) | 1 | Full Conversion | INR | [40 empty] | 3524 | 3524 | INR Three Thousand Five Hundred & Twenty Four Only | 47.01 | 250x10 mm (9.97.2) | 40 | Nos | Supplying, Conveying and fixing spls. Including eart | item1 | 123.223 | Nos
48 | Providing and fixing aluminium sliding door bolts, ISI marked anodised (anodic coating not less than grade AC 10 as per IS : 1868), transparent or dyed to required colour or shade, with nuts and screws etc. complete : | [53 empty] | 48 | Providing and fixing aluminium sliding door bolts, ISI marked anodised (anodic coating not less than grade AC 10 as per IS : 1868), transparent or dyed to required colour or shade, with nuts and screws etc. complete : |  |  | Supplying, Conveying and fixing spls. Including ea | item4 | 10 | Nos
48.01 | 250x16 mm (9.96.2) |  | 40 | Nos | 189.2 |  |  | Excess(+) | 1 | Full Conversion | INR | [40 empty] | 7568 | 7568 | INR Seven Thousand Five Hundred & Sixty Eight Only | 48.01 | 250x16 mm (9.96.2) | 40 | Nos | Construction of chamber for 100mm sluice plates | item2 | 213 | Nos
49 | Earth work in excavation by mechanical means (Hydraulic excavator) / manual means in foundation trenches or drains (not exceeding 1.5 m in width or 10 sqm on plan), including dressing of sides and ramming of bottoms, lift upto 1.5 m, including getting out the excavated soil and disposal of surplus excavated soil as directed, within a lead of 50 m. | [53 empty] | 49 | Earth work in excavation by mechanical means (Hydraulic excavator) / manual means in foundation trenches or drains (not exceeding 1.5 m in width or 10 sqm on plan), including dressing of sides and ramming of bottoms, lift upto 1.5 m, including getting out the excavated soil and disposal of surplus excavated soil as directed, within a lead of 50 m. |  |  | Supplying, Conveying and fixing spls. Including ea | item4 | 10 | Nos
49.01 | All kinds of soil. (2.8.1) |  | 2 | Cum | 166.4 |  |  | Excess(+) | 1 | Full Conversion | INR | [40 empty] | 332.8 | 332.8 | INR Three Hundred & Thirty Two and Paise Eighty Only | 49.01 | All kinds of soil. (2.8.1) | 2 | Cum | Construction of chamber for 100mm sluices valve | item3 | 10 | Nos
50 | Brick work with common burnt clay F.P.S. (non modular) bricks of class designation 7.5 in superstructure above plinth level up to floor V level in all shapes and sizes in : | [53 empty] | 50 | Brick work with common burnt clay F.P.S. (non modular) bricks of class designation 7.5 in superstructure above plinth level up to floor V level in all shapes and sizes in : |  |  | Supplying, Conveying and fixing spls. Including ea | item4 | 10 | Nos
50.01 | Cement mortar 1:6 (1 cement : 6 coarse sand) (6.4.2) |  | 1 | Cum | 5582.85 |  |  | Excess(+) | 1 | Full Conversion | INR | [40 empty] | 5582.85 | 5582.85 | INR Five Thousand Five Hundred & Eighty Two and Paise Eighty Five Only | 50.01 | Cement mortar 1:6 (1 cement : 6 coarse sand) (6.4.2) | 1 | Cum | Construction of chamber for 100mm sluice plates | item5 | 10 | Nos
51 | Filling available excavated earth (excluding rock) in trenches, plinth, sides of foundations etc. in layers not exceeding 20cm in depth, consolidating each deposited layer by ramming and watering, lead up to 50 m and lift upto 1.5 m.(2.25) |  | 5 | Cum | 125.75 |  |  | Excess(+) | 1 | Full Conversion | INR | [40 empty] | 628.75 | 628.75 | INR Six Hundred & Twenty Eight and Paise Seventy Five Only | 51 | Filling available excavated earth (excluding rock) in trenches, plinth, sides of foundations etc. in layers not exceeding 20cm in depth, consolidating each deposited layer by ramming and watering, lead up to 50 m and lift upto 1.5 m.(2.25) | 5 | Cum | Construction of chamber for 100mm sluices valve | item3 | 10 | Nos
52 | Extra for compaction of earth work in embankment under optimum moisture conditions to give at least 95% of the maximum dry density (proctor density). (16.2) |  | 5 | Cum | 10.7 |  |  | Excess(+) | 1 | Full Conversion | INR | [40 empty] | 53.5 | 53.5 | INR Fifty Three and Paise Fifty Only | 52 | Extra for compaction of earth work in embankment under optimum moisture conditions to give at least 95% of the maximum dry density (proctor density). (16.2) | 5 | Cum | Supplying, Conveying and fixing spls. Including eart | item1 | 123.223 | Nos
53 | Providing and fixing stainless steel ( Grade 304) railing made of Hollow tubes, channels, plates etc., including welding, grinding, buffing, polishing and making curvature (wherever required) and fitting the same with necessary stainless steel nuts and bolts complete, i/c fixing the railing with necessary accessories & stainless steel dash fasteners , stainless steel bolts etc., of required size, on the top of the floor or the side of waist slab with suitable arrangement as per approval of Engineer-incharge, (for payment purpose only weight of stainless steel members shall be considered excluding fixing accessories such as nuts, bolts, fasteners etc.). ( 10.28) |  | 38 | Kg | 472.4 |  |  | Excess(+) | 1 | Full Conversion | INR | [40 empty] | 17951.2 | 17951.2 | INR Seventeen Thousand Nine Hundred & Fifty One and Paise Twenty Only | 53 | Providing and fixing stainless steel ( Grade 304) railing made of Hollow tubes, channels, plates etc., including welding, grinding, buffing, polishing and making curvature (wherever required) and fitting the same with necessary stainless steel nuts and bolts complete, i/c fixing the railing with necessary accessories & stainless steel dash fasteners , stainless steel bolts etc., of required size, on the top of the floor or the side of waist slab with suitable arrangement as per approval of Engineer-incharge, (for payment purpose only weight of stainless steel members shall be considered excluding fixing accessories such as nuts, bolts, fasteners etc.). ( 10.28) | 38 | Kg | Construction of chamber for 100mm sluice plates | item5 | 10 | Nos
54 | Providing and laying rectified Glazed Ceramic floor tiles of size 300x300 mm or more (thickness to be specified by the manufacturer), of 1st quality conforming to IS : 15622, of approved make, in all colours, shades, except White, Ivory, Grey, Fume Red Brown, laid on 20 mm thick Cement Mortar 1:4 (1 Cement : 4 Coarse sand), jointing with grey cement slurry @ 3.3kg/sqm including pointing the joints with white cement and matching pigments etc., complete. (11.40) |  | 8 | Sqm | 901.05 |  |  | Excess(+) | 1 | Full Conversion | INR | [40 empty] | 7208.4 | 7208.4 | INR Seven Thousand Two Hundred & Eight and Paise Forty Only | 54 | Providing and laying rectified Glazed Ceramic floor tiles of size 300x300 mm or more (thickness to be specified by the manufacturer), of 1st quality conforming to IS : 15622, of approved make, in all colours, shades, except White, Ivory, Grey, Fume Red Brown, laid on 20 mm thick Cement Mortar 1:4 (1 Cement : 4 Coarse sand), jointing with grey cement slurry @ 3.3kg/sqm including pointing the joints with white cement and matching pigments etc., complete. (11.40) | 8 | Sqm | Construction of chamber for 100mm sluices valve | item3 | 10 | Nos
55 | Demolishing cement concrete manually/ by mechanical means including disposal of material within 50 metres lead as per direction of Engineer - in - charge. | [53 empty] | 55 | Demolishing cement concrete manually/ by mechanical means including disposal of material within 50 metres lead as per direction of Engineer - in - charge. |  |  | Supplying, Conveying and fixing spls. Including ea | item4 | 10 | Nos
55.01 | Nominal concrete 1:4:8 or leaner mix (i/c equivalent design mix) (15.2.2) |  | 8 | Cum | 615.15 |  |  | Excess(+) | 1 | Full Conversion | INR | [40 empty] | 4921.2 | 4921.2 | INR Four Thousand Nine Hundred & Twenty One and Paise Twenty Only | 55.01 | Nominal concrete 1:4:8 or leaner mix (i/c equivalent design mix) (15.2.2) | 8 | Cum | Construction of chamber for 100mm sluice plates | item2 | 213 | Nos
56 | Brick work with common burnt clay F.P.S. (non modular) bricks of class designation 7.5 in foundation and plinth in: | [53 empty] | 56 | Brick work with common burnt clay F.P.S. (non modular) bricks of class designation 7.5 in foundation and plinth in: |  |  | Supplying, Conveying and fixing spls. Including ea | item4 | 10 | Nos
56.01 | Cement mortar 1:6 (1 cement : 6 coarse sand) (6.1.2) |  | 8 | Cum | 4751.65 |  |  | Excess(+) | 1 | Full Conversion | INR | [40 empty] | 38013.2 | 38013.2 | INR Thirty Eight Thousand &Thirteen and Paise Twenty Only | 56.01 | Cement mortar 1:6 (1 cement : 6 coarse sand) (6.1.2) | 8 | Cum | Construction of chamber for 100mm sluices valve | item3 | 10 | Nos
57 | 12 mm cement plaster : | [53 empty] | 57 | 12 mm cement plaster : |  |  | Supplying, Conveying and fixing spls. Including ea | item4 | 10 | Nos
57.01 | 1:6 (1 cement : 6 coarse sand) (13.4.2) |  | 37 | Sqm | 168.25 |  |  | Excess(+) | 1 | Full Conversion | INR | [40 empty] | 6225.25 | 6225.25 | INR Six Thousand Two Hundred & Twenty Five and Paise Twenty Five Only | 57.01 | 1:6 (1 cement : 6 coarse sand) (13.4.2) | 37 | Sqm | Construction of chamber for 100mm sluice plates | item5 | 10 | Nos
58 | Neat cement punning. (13.18) |  | 117 | Sqm | 42.6 |  |  | Excess(+) | 1 | Full Conversion | INR | [40 empty] | 4984.2 | 4984.2 | INR Four Thousand Nine Hundred & Eighty Four and Paise Twenty Only | 58 | Neat cement punning. (13.18) | 117 | Sqm | Construction of chamber for 100mm sluices valve | item3 | 10 | Nos
59 | Providing and fixing in position collapsible steel shutters with vertical channels 20x10x2 mm and braced with flat iron diagonals 20x5 mm size, with top and bottom rail of T-iron 40x40x6 mm, with 40 mm dia steel pulleys, complete with bolts, nuts, locking arrangement, stoppers, handles, including applying a priming coat of approved steel primer. (10.3) |  | 3 | Sqm | 5360.65 |  |  | Excess(+) | 1 | Full Conversion | INR | [40 empty] | 16081.95 | 16081.95 | INR Sixteen Thousand &Eighty One and Paise Ninety Five Only | 59 | Providing and fixing in position collapsible steel shutters with vertical channels 20x10x2 mm and braced with flat iron diagonals 20x5 mm size, with top and bottom rail of T-iron 40x40x6 mm, with 40 mm dia steel pulleys, complete with bolts, nuts, locking arrangement, stoppers, handles, including applying a priming coat of approved steel primer. (10.3) | 3 | Sqm | Supplying, Conveying and fixing spls. Including eart | item1 | 123.223 | Nos
60 | Providing and laying vitrified floor tiles in different sizes (thickness to be specified by the manufacturer) with water absorption less than 0.08% and conforming to IS: 15622, of approved make, in all colours and shades, laid on 20mm thick cement mortar 1:4 (1 cement : 4 coarse sand), jointing with grey cement slurry @ 3.3kg/sqm including grouting the joints with white cement and matching pigments etc., complete. | [53 empty] | 60 | Providing and laying vitrified floor tiles in different sizes (thickness to be specified by the manufacturer) with water absorption less than 0.08% and conforming to IS: 15622, of approved make, in all colours and shades, laid on 20mm thick cement mortar 1:4 (1 cement : 4 coarse sand), jointing with grey cement slurry @ 3.3kg/sqm including grouting the joints with white cement and matching pigments etc., complete. |  |  | Supplying, Conveying and fixing spls. Including ea | item4 | 10 | Nos
60.01 | Size of Tile 600x600 mm (11.41.2) |  | 74 | Sqm | 1119.4 |  |  | Excess(+) | 1 | Full Conversion | INR | [40 empty] | 82835.6 | 82835.6 | INR Eighty Two Thousand Eight Hundred & Thirty Five and Paise Sixty Only | 60.01 | Size of Tile 600x600 mm (11.41.2) | 74 | Sqm | Construction of chamber for 100mm sluice plates | item5 | 10 | Nos
61 | Providing and laying integral cement based water proofing treatment including preparation of surface as required for treatment of roofs, balconies, terraces etc consisting of following operations: (a) Applying a slurry coat of neat cement using 2.75 kg/sqm of cement admixed with water proofing compound conforming to IS. 2645 and approved by Engineer-in-charge over the RCC slab including adjoining walls upto 300 mm height including cleaning the surface before treatment. (b) Laying brick bats with mortar using broken bricks/brick bats 25 mm to 115 mm size with 50% of cement mortar 1:5 (1 cement : 5 coarse sand) admixed with water proofing compound conforming to IS : 2645 and approved by Engineer-in-charge over 20 mm thick layer of cement mortar of mix 1:5 (1 cement :5 coarse sand) admixed with water proofing compound conforming to IS : 2645 and approved by Engineer-in-charge to required slope and treating similarly the adjoining walls upto 300 mm height including rounding of junctions of walls and slabs. (c) After two days of proper curing applying a second coat of cement slurry using 2.75 kg/ sqm of cement admixed with water proofing compound conforming to IS : 2645 and approved by Engineerin-charge. (d) Finishing the surface with 20 mm thick jointless cement mortar of mix 1:4 (1 cement :4 coarse sand) admixed with water proofing compound conforming to IS : 2645 and approved by Engineerin-charge including laying glass fibre cloth of approved quality in top layer of plaster and finally finishing the surface with trowel with neat cement slurry and making pattern of 300x300 mm square 3 mm deep. (e) The whole terrace so finished shall be flooded with water for a minimum period of two weeks for curing and for final test. All above operations to be done in order and as directed and specified by the Engineer-in-Charge : | [53 empty] | 61 | Providing and laying integral cement based water proofing treatment including preparation of surface as required for treatment of roofs, balconies, terraces etc consisting of following operations: (a) Applying a slurry coat of neat cement using 2.75 kg/sqm of cement admixed with water proofing compound conforming to IS. 2645 and approved by Engineer-in-charge over the RCC slab including adjoining walls upto 300 mm height including cleaning the surface before treatment. (b) Laying brick bats with mortar using broken bricks/brick bats 25 mm to 115 mm size with 50% of cement mortar 1:5 (1 cement : 5 coarse sand) admixed with water proofing compound conforming to IS : 2645 and approved by Engineer-in-charge over 20 mm thick layer of cement mortar of mix 1:5 (1 cement :5 coarse sand) admixed with water proofing compound conforming to IS : 2645 and approved by Engineer-in-charge to required slope and treating similarly the adjoining walls upto 300 mm height including rounding of junctions of walls and slabs. (c) After two days of proper curing applying a second coat of cement slurry using 2.75 kg/ sqm of cement admixed with water proofing compound conforming to IS : 2645 and approved by Engineerin-charge. (d) Finishing the surface with 20 mm thick jointless cement mortar of mix 1:4 (1 cement :4 coarse sand) admixed with water proofing compound conforming to IS : 2645 and approved by Engineerin-charge including laying glass fibre cloth of approved quality in top layer of plaster and finally finishing the surface with trowel with neat cement slurry and making pattern of 300x300 mm square 3 mm deep. (e) The whole terrace so finished shall be flooded with water for a minimum period of two weeks for curing and for final test. All above operations to be done in order and as directed and specified by the Engineer-in-Charge : |  |  | Supplying, Conveying and fixing spls. Including ea | item4 | 10 | Nos
61.01 | With average thickness of 120 mm and minimum thickness at khurra as 65 mm. (22.7.1) |  | 76 | Sqm | 1034.65 |  |  | Excess(+) | 1 | Full Conversion | INR | [40 empty] | 78633.4 | 78633.4 | INR Seventy Eight Thousand Six Hundred & Thirty Three and Paise Forty Only | 61.01 | With average thickness of 120 mm and minimum thickness at khurra as 65 mm. (22.7.1) | 76 | Sqm | Supplying, Conveying and fixing spls. Including eart | item1 | 123.223 | Nos
62 | Finishing walls with Acrylic Smooth exterior paint of required shade : | [53 empty] | 62 | Finishing walls with Acrylic Smooth exterior paint of required shade : |  |  | Supplying, Conveying and fixing spls. Including ea | item4 | 10 | Nos
62.01 | New work (Two or more coat applied @ 1.67 ltr/10 sqm over and including priming coat of exterior primer applied @ 2.20 kg/10 sqm) (13.46.1) |  | 388 | Sqm | 96.05 |  |  | Excess(+) | 1 | Full Conversion | INR | [40 empty] | 37267.4 | 37267.4 | INR Thirty Seven Thousand Two Hundred & Sixty Seven and Paise Forty Only | 62.01 | New work (Two or more coat applied @ 1.67 ltr/10 sqm over and including priming coat of exterior primer applied @ 2.20 kg/10 sqm) (13.46.1) | 388 | Sqm | Construction of chamber for 100mm sluice plates | item2 | 213 | Nos
63 | Painting with synthetic enamel paint of approved brand and manufacture to give an even shade : | [53 empty] | 63 | Painting with synthetic enamel paint of approved brand and manufacture to give an even shade : |  |  | Supplying, Conveying and fixing spls. Including ea | item4 | 10 | Nos
63.01 | Two or more coats on new work (13.61.1) |  | 20 | Sqm | 78.4 |  |  | Excess(+) | 1 | Full Conversion | INR | [40 empty] | 1568 | 1568 | INR One Thousand Five Hundred & Sixty Eight Only | 63.01 | Two or more coats on new work (13.61.1) | 20 | Sqm | Construction of chamber for 100mm sluices valve | item3 | 10 | Nos
64 | Painting with aluminium paint of approved brand and manufacture to give an even shade . | [53 empty] | 64 | Painting with aluminium paint of approved brand and manufacture to give an even shade . |  |  | Supplying, Conveying and fixing spls. Including ea | item4 | 10 | Nos
64.01 | Two or more coats on new work (13.63.1) |  | 5 | Sqm | 68.35 |  |  | Excess(+) | 1 | Full Conversion | INR | [40 empty] | 341.75 | 341.75 | INR Three Hundred & Forty One and Paise Seventy Five Only | 64.01 | Two or more coats on new work (13.63.1) | 5 | Sqm | Construction of chamber for 100mm sluice plates | item5 | 10 | Nos
65 | Structural steel work riveted, bolted or welded in built up sections, trusses and framed work, including cutting, hoisting, fixing in position and applying a priming coat of approved steel primer all complete. (10.2) |  | 320 | Kg | 67.4 |  |  | Excess(+) | 1 | Full Conversion | INR | [40 empty] | 21568 | 21568 | INR Twenty One Thousand Five Hundred & Sixty Eight Only | 65 | Structural steel work riveted, bolted or welded in built up sections, trusses and framed work, including cutting, hoisting, fixing in position and applying a priming coat of approved steel primer all complete. (10.2) | 320 | Kg | Construction of chamber for 100mm sluices valve | item3 | 10 | Nos
66 | Providing and fixing aluminium tower bolts, ISI marked, anodised (anodic coating not less than grade AC 10 as per IS : 1868 ) transparent or dyed to required colour or shade, with necessary screws etc. complete : | [53 empty] | 66 | Providing and fixing aluminium tower bolts, ISI marked, anodised (anodic coating not less than grade AC 10 as per IS : 1868 ) transparent or dyed to required colour or shade, with necessary screws etc. complete : |  |  | Supplying, Conveying and fixing spls. Including ea | item4 | 10 | Nos
66.01 | 300x10 mm (9.97.1) |  | 3 | Nos | 99.7 |  |  | Excess(+) | 1 | Full Conversion | INR | [40 empty] | 299.1 | 299.1 | INR Two Hundred & Ninety Nine and Paise Ten Only | 66.01 | 300x10 mm (9.97.1) | 3 | Nos | Construction of chamber for 100mm sluices valve | item3 | 10 | Nos
67 | Providing and fixing aluminium sliding door bolts, ISI marked anodised (anodic coating not less than grade AC 10 as per IS : 1868), transparent or dyed to required colour or shade, with nuts and screws etc. complete : | [53 empty] | 67 | Providing and fixing aluminium sliding door bolts, ISI marked anodised (anodic coating not less than grade AC 10 as per IS : 1868), transparent or dyed to required colour or shade, with nuts and screws etc. complete : |  |  | Supplying, Conveying and fixing spls. Including ea | item4 | 10 | Nos
67.01 | 300x16 mm (9.96.1) |  | 3 | Nos | 212.45 |  |  | Excess(+) | 1 | Full Conversion | INR | [40 empty] | 637.35 | 637.35 | INR Six Hundred & Thirty Seven and Paise Thirty Five Only | 67.01 | 300x16 mm (9.96.1) | 3 | Nos | Supplying, Conveying and fixing spls. Including eart | item1 | 123.223 | Nos
68 | Providing and fixing aluminium hanging floor door stopper, ISI marked, anodised (anodic coating not less than grade AC 10 as per IS : 1868) transparent or dyed to required colour and shade, with necessary screws etc. complete. | [53 empty] | 68 | Providing and fixing aluminium hanging floor door stopper, ISI marked, anodised (anodic coating not less than grade AC 10 as per IS : 1868) transparent or dyed to required colour and shade, with necessary screws etc. complete. |  |  | Supplying, Conveying and fixing spls. Including ea | item4 | 10 | Nos
68.01 | Twin rubber stopper (9.101.2) |  | 5 | Nos | 38 |  |  | Excess(+) | 1 | Full Conversion | INR | [40 empty] | 190 | 190 | INR One Hundred & Ninety Only | 68.01 | Twin rubber stopper (9.101.2) | 5 | Nos | Construction of chamber for 100mm sluice plates | item2 | 213 | Nos
69 | Providing and fixing aluminium work for doors, windows, ventilators and partitions with extruded built up standard tubular sections/ appropriate Z sections and other sections of approved make conforming to IS: 733 and IS: 1285, fixing with dash fasteners of required dia and size, including necessary filling up the gaps at junctions, i.e. at top, bottom and sides with required EPDM rubber/ neoprene gasket etc. Aluminium sections shall be smooth, rust free, straight, mitred and jointed mechanically wherever required including cleat angle, Aluminium snap beading for glazing / paneling, C.P. brass / stainless steel screws, all complete as per architectural drawings and the directions of Engineer-in-charge. (Glazing, paneling and dash fasteners to be paid for separately) : | [53 empty] | 69 | Providing and fixing aluminium work for doors, windows, ventilators and partitions with extruded built up standard tubular sections/ appropriate Z sections and other sections of approved make conforming to IS: 733 and IS: 1285, fixing with dash fasteners of required dia and size, including necessary filling up the gaps at junctions, i.e. at top, bottom and sides with required EPDM rubber/ neoprene gasket etc. Aluminium sections shall be smooth, rust free, straight, mitred and jointed mechanically wherever required including cleat angle, Aluminium snap beading for glazing / paneling, C.P. brass / stainless steel screws, all complete as per architectural drawings and the directions of Engineer-in-charge. (Glazing, paneling and dash fasteners to be paid for separately) : |  |  | Supplying, Conveying and fixing spls. Including ea | item4 | 10 | Nos
69.01 | For fixed portion | [53 empty] | 69.01 | For fixed portion |  |  | Supplying, Conveying and fixing spls. Including ea | item4 | 10 | Nos
69.02 | Powder coated aluminium (minimum thickness of powder coating 50 micron) (21.1.1.2) |  | 40 | Kg | 384.5 |  |  | Excess(+) | 1 | Full Conversion | INR | [40 empty] | 15380 | 15380 | INR Fifteen Thousand Three Hundred & Eighty Only | 69.02 | Powder coated aluminium (minimum thickness of powder coating 50 micron) (21.1.1.2) | 40 | Kg | Construction of chamber for 100mm sluices valve | item3 | 10 | Nos
70 | Providing and fixing 12 mm thick prelaminated particle board flat pressed three layer or graded wood particle board conforming to IS: 12823 Grade l Type ll, in panelling fixed in aluminum doors, windows shutters and partition frames with C.P. brass / stainless steel screws etc. complete as per architectural drawings and directions of Engineer-in-charge. | [53 empty] | 70 | Providing and fixing 12 mm thick prelaminated particle board flat pressed three layer or graded wood particle board conforming to IS: 12823 Grade l Type ll, in panelling fixed in aluminum doors, windows shutters and partition frames with C.P. brass / stainless steel screws etc. complete as per architectural drawings and directions of Engineer-in-charge. |  |  | Supplying, Conveying and fixing spls. Including ea | item4 | 10 | Nos
70.01 | Pre-laminated particle board with decorative lamination on both sides (21.2.2) |  | 13 | Sqm | 866.6 |  |  | Excess(+) | 1 | Full Conversion | INR | [40 empty] | 11265.8 | 11265.8 | INR Eleven Thousand Two Hundred & Sixty Five and Paise Eighty Only | 70.01 | Pre-laminated particle board with decorative lamination on both sides (21.2.2) | 13 | Sqm | Construction of chamber for 100mm sluice plates | item2 | 213 | Nos
71 | Providing and fixing glazing in aluminium door, window, ventilator shutters and partitions etc. with EPDM rubber / neoprene gasket etc. complete as per the architectural drawings and the directions of Engineer-in-charge . (Cost of aluminium snap beading shall be paid in basic item): | [53 empty] | 71 | Providing and fixing glazing in aluminium door, window, ventilator shutters and partitions etc. with EPDM rubber / neoprene gasket etc. complete as per the architectural drawings and the directions of Engineer-in-charge . (Cost of aluminium snap beading shall be paid in basic item): |  |  | Supplying, Conveying and fixing spls. Including ea | item4 | 10 | Nos
71.01 | With float glass panes of 5.50 mm thickness (21.3.2) |  | 2 | Sqm | 1003.95 |  |  | Excess(+) | 1 | Full Conversion | INR | [40 empty] | 2007.9 | 2007.9 | INR Two Thousand &Seven and Paise Ninety Only | 71.01 | With float glass panes of 5.50 mm thickness (21.3.2) | 2 | Sqm | Construction of chamber for 100mm sluices valve | item3 | 10 | Nos
72 | Providing and fixing aluminium tower bolts, ISI marked, anodised (anodic coating not less than grade AC 10 as per IS : 1868 ) transparent or dyed to required colour or shade, with necessary screws etc. complete : | [53 empty] | 72 | Providing and fixing aluminium tower bolts, ISI marked, anodised (anodic coating not less than grade AC 10 as per IS : 1868 ) transparent or dyed to required colour or shade, with necessary screws etc. complete : |  |  | Supplying, Conveying and fixing spls. Including ea | item4 | 10 | Nos
72.01 | 250x10 mm (9.97.2) |  | 2 | Nos | 88.1 |  |  | Excess(+) | 1 | Full Conversion | INR | [40 empty] | 176.2 | 176.2 | INR One Hundred & Seventy Six and Paise Twenty Only | 72.01 | 250x10 mm (9.97.2) | 2 | Nos | Construction of chamber for 100mm sluice plates | item5 | 10 | Nos
73 | Providing and fixing 100mm brass locks (best make of approved quality) for aluminium doors including necessary cutting and making good etc. complete. (21.13) |  | 2 | Nos | 359 |  |  | Excess(+) | 1 | Full Conversion | INR | [40 empty] | 718 | 718 | INR Seven Hundred & Eighteen Only | 73 | Providing and fixing 100mm brass locks (best make of approved quality) for aluminium doors including necessary cutting and making good etc. complete. (21.13) | 2 | Nos | Construction of chamber for 100mm sluices valve | item3 | 10 | Nos
74 | Providing and fixing aluminium extruded section body tubular type universal hydraulic door closer (having brand logo with IS : 3564, embossed on the body, door weight upto 36 kg to 80 kg and door width from 701 mm to 1000 mm), with double speed adjustment with necessary accessories and screws etc. complete. (9.84) |  | 1 | Nos | 388.4 |  |  | Excess(+) | 1 | Full Conversion | INR | [40 empty] | 388.4 | 388.4 | INR Three Hundred & Eighty Eight and Paise Forty Only | 74 | Providing and fixing aluminium extruded section body tubular type universal hydraulic door closer (having brand logo with IS : 3564, embossed on the body, door weight upto 36 kg to 80 kg and door width from 701 mm to 1000 mm), with double speed adjustment with necessary accessories and screws etc. complete. (9.84) | 1 | Nos | Construction of chamber for 100mm sluices valve | item3 | 10 | Nos
75 | Providing and laying Vitrified tiles in floor with different sizes (thickness to be specified by the manufacturer), with water absorption less than 0.08% and conforming to IS:15622, of approved brand & manufacturer, in all colours and shade, laid with cement based high polymer modified quick set tile adhesive (water based) conforming to IS : 15477, in average 6 mm thickness, including grouting of joints (Payment for grouting of joints to be made separately). | [53 empty] | 75 | Providing and laying Vitrified tiles in floor with different sizes (thickness to be specified by the manufacturer), with water absorption less than 0.08% and conforming to IS:15622, of approved brand & manufacturer, in all colours and shade, laid with cement based high polymer modified quick set tile adhesive (water based) conforming to IS : 15477, in average 6 mm thickness, including grouting of joints (Payment for grouting of joints to be made separately). |  |  | Supplying, Conveying and fixing spls. Including ea | item4 | 10 | Nos
75.01 | Size of Tile 600x600 mm (11.49.2) |  | 335 | sqm | 1169.55 |  |  | Excess(+) | 1 | Full Conversion | INR | [40 empty] | 391799.25 | 391799.25 | INR Three Lakh Ninety One Thousand Seven Hundred & Ninety Nine and Paise Twenty Five Only | 75.01 | Size of Tile 600x600 mm (11.49.2) | 335 | sqm | Supplying, Conveying and fixing spls. Including eart | item1 | 123.223 | Nos
76 | Carriage of malba (approved rate) |  | 40 | trip | 339 |  |  | Excess(+) | 1 | Full Conversion | INR | [40 empty] | 13560 | 13560 | INR Thirteen Thousand Five Hundred & Sixty Only | 76 | Carriage of malba (approved rate) | 40 | trip | Construction of chamber for 100mm sluice plates | item5 | 10 | Nos
Total in Figures | [51 empty] | 2211687.2 | 368673 | INR Three Lakh Sixty Eight Thousand Six Hundred & Seventy Three Only |  |  |  | 4 | Construction of chamber for 100mm sluice plates | item5 | 10 | Nos
Quoted Rate in Figures |  |  |  | Select | [47 empty] | 0 | 0 | INR Zero Only
Quoted Rate in Words |  | INR Zero Only
Note on K13: gepadmin: 1. If you choose "Full Conversion" then Column BA (AMOUNT) and Column BB (TAXES) BOTH values will be convert based on selected Currency in (Column L). 2. If you choose "Partial Conversion" then Column BA (AMOUNT) only will be converted based on selected currency (Column L) and Column BB (TAXES) value (INR) will be added to the converted values.
Note on K14: gepadmin: 1. If you choose "Full Conversion" then Column BA (AMOUNT) and Column BB (TAXES) BOTH values will be convert based on selected Currency in (Column L). 2. If you choose "Partial Conversion" then Column BA (AMOUNT) only will be converted based on selected currency (Column L) and Column BB (TAXES) value (INR) will be added to the converted values.
Note on K15: gepadmin: 1. If you choose "Full Conversion" then Column BA (AMOUNT) and Column BB (TAXES) BOTH values will be convert based on selected Currency in (Column L). 2. If you choose "Partial Conversion" then Column BA (AMOUNT) only will be converted based on selected currency (Column L) and Column BB (TAXES) value (INR) will be added to the converted values.
Note on K16: gepadmin: 1. If you choose "Full Conversion" then Column BA (AMOUNT) and Column BB (TAXES) BOTH values will be convert based on selected Currency in (Column L). 2. If you choose "Partial Conversion" then Column BA (AMOUNT) only will be converted based on selected currency (Column L) and Column BB (TAXES) value (INR) will be added to the converted values.
Note on K18: gepadmin: 1. If you choose "Full Conversion" then Column BA (AMOUNT) and Column BB (TAXES) BOTH values will be convert based on selected Currency in (Column L). 2. If you choose "Partial Conversion" then Column BA (AMOUNT) only will be converted based on selected currency (Column L) and Column BB (TAXES) value (INR) will be added to the converted values.
Note on K20: gepadmin: 1. If you choose "Full Conversion" then Column BA (AMOUNT) and Column BB (TAXES) BOTH values will be convert based on selected Currency in (Column L). 2. If you choose "Partial Conversion" then Column BA (AMOUNT) only will be converted based on selected currency (Column L) and Column BB (TAXES) value (INR) will be added to the converted values.
Note on K21: gepadmin: 1. If you choose "Full Conversion" then Column BA (AMOUNT) and Column BB (TAXES) BOTH values will be convert based on selected Currency in (Column L). 2. If you choose "Partial Conversion" then Column BA (AMOUNT) only will be converted based on selected currency (Column L) and Column BB (TAXES) value (INR) will be added to the converted values.
Note on K23: gepadmin: 1. If you choose "Full Conversion" then Column BA (AMOUNT) and Column BB (TAXES) BOTH values will be convert based on selected Currency in (Column L). 2. If you choose "Partial Conversion" then Column BA (AMOUNT) only will be converted based on selected currency (Column L) and Column BB (TAXES) value (INR) will be added to the converted values.
Note on K24: gepadmin: 1. If you choose "Full Conversion" then Column BA (AMOUNT) and Column BB (TAXES) BOTH values will be convert based on selected Currency in (Column L). 2. If you choose "Partial Conversion" then Column BA (AMOUNT) only will be converted based on selected currency (Column L) and Column BB (TAXES) value (INR) will be added to the converted values.
Note on K26: gepadmin: 1. If you choose "Full Conversion" then Column BA (AMOUNT) and Column BB (TAXES) BOTH values will be convert based on selected Currency in (Column L). 2. If you choose "Partial Conversion" then Column BA (AMOUNT) only will be converted based on selected currency (Column L) and Column BB (TAXES) value (INR) will be added to the converted values.
Note on K33: gepadmin: 1. If you choose "Full Conversion" then Column BA (AMOUNT) and Column BB (TAXES) BOTH values will be convert based on selected Currency in (Column L). 2. If you choose "Partial Conversion" then Column BA (AMOUNT) only will be converted based on selected currency (Column L) and Column BB (TAXES) value (INR) will be added to the converted values.
Note on K34: gepadmin: 1. If you choose "Full Conversion" then Column BA (AMOUNT) and Column BB (TAXES) BOTH values will be convert based on selected Currency in (Column L). 2. If you choose "Partial Conversion" then Column BA (AMOUNT) only will be converted based on selected currency (Column L) and Column BB (TAXES) value (INR) will be added to the converted values.
Note on K35: gepadmin: 1. If you choose "Full Conversion" then Column BA (AMOUNT) and Column BB (TAXES) BOTH values will be convert based on selected Currency in (Column L). 2. If you choose "Partial Conversion" then Column BA (AMOUNT) only will be converted based on selected currency (Column L) and Column BB (TAXES) value (INR) will be added to the converted values.
Note on K37: gepadmin: 1. If you choose "Full Conversion" then Column BA (AMOUNT) and Column BB (TAXES) BOTH values will be convert based on selected Currency in (Column L). 2. If you choose "Partial Conversion" then Column BA (AMOUNT) only will be converted based on selected currency (Column L) and Column BB (TAXES) value (INR) will be added to the converted values.
Note on K39: gepadmin: 1. If you choose "Full Conversion" then Column BA (AMOUNT) and Column BB (TAXES) BOTH values will be convert based on selected Currency in (Column L). 2. If you choose "Partial Conversion" then Column BA (AMOUNT) only will be converted based on selected currency (Column L) and Column BB (TAXES) value (INR) will be added to the converted values.
Note on K42: gepadmin: 1. If you choose "Full Conversion" then Column BA (AMOUNT) and Column BB (TAXES) BOTH values will be convert based on selected Currency in (Column L). 2. If you choose "Partial Conversion" then Column BA (AMOUNT) only will be converted based on selected currency (Column L) and Column BB (TAXES) value (INR) will be added to the converted values.
Note on K45: gepadmin: 1. If you choose "Full Conversion" then Column BA (AMOUNT) and Column BB (TAXES) BOTH values will be convert based on selected Currency in (Column L). 2. If you choose "Partial Conversion" then Column BA (AMOUNT) only will be converted based on selected currency (Column L) and Column BB (TAXES) value (INR) will be added to the converted values.
Note on K19: gepadmin: 1. If you choose "Full Conversion" then Column BA (AMOUNT) and Column BB (TAXES) BOTH values will be convert based on selected Currency in (Column L). 2. If you choose "Partial Conversion" then Column BA (AMOUNT) only will be converted based on selected currency (Column L) and Column BB (TAXES) value (INR) will be added to the converted values.
Note on K22: gepadmin: 1. If you choose "Full Conversion" then Column BA (AMOUNT) and Column BB (TAXES) BOTH values will be convert based on selected Currency in (Column L). 2. If you choose "Partial Conversion" then Column BA (AMOUNT) only will be converted based on selected currency (Column L) and Column BB (TAXES) value (INR) will be added to the converted values.
Note on K25: gepadmin: 1. If you choose "Full Conversion" then Column BA (AMOUNT) and Column BB (TAXES) BOTH values will be convert based on selected Currency in (Column L). 2. If you choose "Partial Conversion" then Column BA (AMOUNT) only will be converted based on selected currency (Column L) and Column BB (TAXES) value (INR) will be added to the converted values.
Note on K27: gepadmin: 1. If you choose "Full Conversion" then Column BA (AMOUNT) and Column BB (TAXES) BOTH values will be convert based on selected Currency in (Column L). 2. If you choose "Partial Conversion" then Column BA (AMOUNT) only will be converted based on selected currency (Column L) and Column BB (TAXES) value (INR) will be added to the converted values.
Note on K28: gepadmin: 1. If you choose "Full Conversion" then Column BA (AMOUNT) and Column BB (TAXES) BOTH values will be convert based on selected Currency in (Column L). 2. If you choose "Partial Conversion" then Column BA (AMOUNT) only will be converted based on selected currency (Column L) and Column BB (TAXES) value (INR) will be added to the converted values.
Note on K30: gepadmin: 1. If you choose "Full Conversion" then Column BA (AMOUNT) and Column BB (TAXES) BOTH values will be convert based on selected Currency in (Column L). 2. If you choose "Partial Conversion" then Column BA (AMOUNT) only will be converted based on selected currency (Column L) and Column BB (TAXES) value (INR) will be added to the converted values.
Note on K31: gepadmin: 1. If you choose "Full Conversion" then Column BA (AMOUNT) and Column BB (TAXES) BOTH values will be convert based on selected Currency in (Column L). 2. If you choose "Partial Conversion" then Column BA (AMOUNT) only will be converted based on selected currency (Column L) and Column BB (TAXES) value (INR) will be added to the converted values.
Note on K32: gepadmin: 1. If you choose "Full Conversion" then Column BA (AMOUNT) and Column BB (TAXES) BOTH values will be convert based on selected Currency in (Column L). 2. If you choose "Partial Conversion" then Column BA (AMOUNT) only will be converted based on selected currency (Column L) and Column BB (TAXES) value (INR) will be added to the converted values.
Note on K36: gepadmin: 1. If you choose "Full Conversion" then Column BA (AMOUNT) and Column BB (TAXES) BOTH values will be convert based on selected Currency in (Column L). 2. If you choose "Partial Conversion" then Column BA (AMOUNT) only will be converted based on selected currency (Column L) and Column BB (TAXES) value (INR) will be added to the converted values.
Note on K38: gepadmin: 1. If you choose "Full Conversion" then Column BA (AMOUNT) and Column BB (TAXES) BOTH values will be convert based on selected Currency in (Column L). 2. If you choose "Partial Conversion" then Column BA (AMOUNT) only will be converted based on selected currency (Column L) and Column BB (TAXES) value (INR) will be added to the converted values.
Note on K40: gepadmin: 1. If you choose "Full Conversion" then Column BA (AMOUNT) and Column BB (TAXES) BOTH values will be convert based on selected Currency in (Column L). 2. If you choose "Partial Conversion" then Column BA (AMOUNT) only will be converted based on selected currency (Column L) and Column BB (TAXES) value (INR) will be added to the converted values.
Note on K43: gepadmin: 1. If you choose "Full Conversion" then Column BA (AMOUNT) and Column BB (TAXES) BOTH values will be convert based on selected Currency in (Column L). 2. If you choose "Partial Conversion" then Column BA (AMOUNT) only will be converted based on selected currency (Column L) and Column BB (TAXES) value (INR) will be added to the converted values.
Note on K44: gepadmin: 1. If you choose "Full Conversion" then Column BA (AMOUNT) and Column BB (TAXES) BOTH values will be convert based on selected Currency in (Column L). 2. If you choose "Partial Conversion" then Column BA (AMOUNT) only will be converted based on selected currency (Column L) and Column BB (TAXES) value (INR) will be added to the converted values.
Note on K46: gepadmin: 1. If you choose "Full Conversion" then Column BA (AMOUNT) and Column BB (TAXES) BOTH values will be convert based on selected Currency in (Column L). 2. If you choose "Partial Conversion" then Column BA (AMOUNT) only will be converted based on selected currency (Column L) and Column BB (TAXES) value (INR) will be added to the converted values.
Note on K47: gepadmin: 1. If you choose "Full Conversion" then Column BA (AMOUNT) and Column BB (TAXES) BOTH values will be convert based on selected Currency in (Column L). 2. If you choose "Partial Conversion" then Column BA (AMOUNT) only will be converted based on selected currency (Column L) and Column BB (TAXES) value (INR) will be added to the converted values.
Note on K48: gepadmin: 1. If you choose "Full Conversion" then Column BA (AMOUNT) and Column BB (TAXES) BOTH values will be convert based on selected Currency in (Column L). 2. If you choose "Partial Conversion" then Column BA (AMOUNT) only will be converted based on selected currency (Column L) and Column BB (TAXES) value (INR) will be added to the converted values.
Note on K49: gepadmin: 1. If you choose "Full Conversion" then Column BA (AMOUNT) and Column BB (TAXES) BOTH values will be convert based on selected Currency in (Column L). 2. If you choose "Partial Conversion" then Column BA (AMOUNT) only will be converted based on selected currency (Column L) and Column BB (TAXES) value (INR) will be added to the converted values.
Note on K50: gepadmin: 1. If you choose "Full Conversion" then Column BA (AMOUNT) and Column BB (TAXES) BOTH values will be convert based on selected Currency in (Column L). 2. If you choose "Partial Conversion" then Column BA (AMOUNT) only will be converted based on selected currency (Column L) and Column BB (TAXES) value (INR) will be added to the converted values.
Note on K51: gepadmin: 1. If you choose "Full Conversion" then Column BA (AMOUNT) and Column BB (TAXES) BOTH values will be convert based on selected Currency in (Column L). 2. If you choose "Partial Conversion" then Column BA (AMOUNT) only will be converted based on selected currency (Column L) and Column BB (TAXES) value (INR) will be added to the converted values.
Note on K52: gepadmin: 1. If you choose "Full Conversion" then Column BA (AMOUNT) and Column BB (TAXES) BOTH values will be convert based on selected Currency in (Column L). 2. If you choose "Partial Conversion" then Column BA (AMOUNT) only will be converted based on selected currency (Column L) and Column BB (TAXES) value (INR) will be added to the converted values.
Note on K54: gepadmin: 1. If you choose "Full Conversion" then Column BA (AMOUNT) and Column BB (TAXES) BOTH values will be convert based on selected Currency in (Column L). 2. If you choose "Partial Conversion" then Column BA (AMOUNT) only will be converted based on selected currency (Column L) and Column BB (TAXES) value (INR) will be added to the converted values.
Note on K55: gepadmin: 1. If you choose "Full Conversion" then Column BA (AMOUNT) and Column BB (TAXES) BOTH values will be convert based on selected Currency in (Column L). 2. If you choose "Partial Conversion" then Column BA (AMOUNT) only will be converted based on selected currency (Column L) and Column BB (TAXES) value (INR) will be added to the converted values.
Note on K56: gepadmin: 1. If you choose "Full Conversion" then Column BA (AMOUNT) and Column BB (TAXES) BOTH values will be convert based on selected Currency in (Column L). 2. If you choose "Partial Conversion" then Column BA (AMOUNT) only will be converted based on selected currency (Column L) and Column BB (TAXES) value (INR) will be added to the converted values.
Note on K57: gepadmin: 1. If you choose "Full Conversion" then Column BA (AMOUNT) and Column BB (TAXES) BOTH values will be convert based on selected Currency in (Column L). 2. If you choose "Partial Conversion" then Column BA (AMOUNT) only will be converted based on selected currency (Column L) and Column BB (TAXES) value (INR) will be added to the converted values.
Note on K58: gepadmin: 1. If you choose "Full Conversion" then Column BA (AMOUNT) and Column BB (TAXES) BOTH values will be convert based on selected Currency in (Column L). 2. If you choose "Partial Conversion" then Column BA (AMOUNT) only will be converted based on selected currency (Column L) and Column BB (TAXES) value (INR) will be added to the converted values.
Note on K59: gepadmin: 1. If you choose "Full Conversion" then Column BA (AMOUNT) and Column BB (TAXES) BOTH values will be convert based on selected Currency in (Column L). 2. If you choose "Partial Conversion" then Column BA (AMOUNT) only will be converted based on selected currency (Column L) and Column BB (TAXES) value (INR) will be added to the converted values.
Note on K60: gepadmin: 1. If you choose "Full Conversion" then Column BA (AMOUNT) and Column BB (TAXES) BOTH values will be convert based on selected Currency in (Column L). 2. If you choose "Partial Conversion" then Column BA (AMOUNT) only will be converted based on selected currency (Column L) and Column BB (TAXES) value (INR) will be added to the converted values.
Note on K61: gepadmin: 1. If you choose "Full Conversion" then Column BA (AMOUNT) and Column BB (TAXES) BOTH values will be convert based on selected Currency in (Column L). 2. If you choose "Partial Conversion" then Column BA (AMOUNT) only will be converted based on selected currency (Column L) and Column BB (TAXES) value (INR) will be added to the converted values.
Note on K63: gepadmin: 1. If you choose "Full Conversion" then Column BA (AMOUNT) and Column BB (TAXES) BOTH values will be convert based on selected Currency in (Column L). 2. If you choose "Partial Conversion" then Column BA (AMOUNT) only will be converted based on selected currency (Column L) and Column BB (TAXES) value (INR) will be added to the converted values.
Note on K64: gepadmin: 1. If you choose "Full Conversion" then Column BA (AMOUNT) and Column BB (TAXES) BOTH values will be convert based on selected Currency in (Column L). 2. If you choose "Partial Conversion" then Column BA (AMOUNT) only will be converted based on selected currency (Column L) and Column BB (TAXES) value (INR) will be added to the converted values.
Note on K65: gepadmin: 1. If you choose "Full Conversion" then Column BA (AMOUNT) and Column BB (TAXES) BOTH values will be convert based on selected Currency in (Column L). 2. If you choose "Partial Conversion" then Column BA (AMOUNT) only will be converted based on selected currency (Column L) and Column BB (TAXES) value (INR) will be added to the converted values.
Note on K66: gepadmin: 1. If you choose "Full Conversion" then Column BA (AMOUNT) and Column BB (TAXES) BOTH values will be convert based on selected Currency in (Column L). 2. If you choose "Partial Conversion" then Column BA (AMOUNT) only will be converted based on selected currency (Column L) and Column BB (TAXES) value (INR) will be added to the converted values.
Note on K67: gepadmin: 1. If you choose "Full Conversion" then Column BA (AMOUNT) and Column BB (TAXES) BOTH values will be convert based on selected Currency in (Column L). 2. If you choose "Partial Conversion" then Column BA (AMOUNT) only will be converted based on selected currency (Column L) and Column BB (TAXES) value (INR) will be added to the converted values.
Note on K69: gepadmin: 1. If you choose "Full Conversion" then Column BA (AMOUNT) and Column BB (TAXES) BOTH values will be convert based on selected Currency in (Column L). 2. If you choose "Partial Conversion" then Column BA (AMOUNT) only will be converted based on selected currency (Column L) and Column BB (TAXES) value (INR) will be added to the converted values.
Note on K70: gepadmin: 1. If you choose "Full Conversion" then Column BA (AMOUNT) and Column BB (TAXES) BOTH values will be convert based on selected Currency in (Column L). 2. If you choose "Partial Conversion" then Column BA (AMOUNT) only will be converted based on selected currency (Column L) and Column BB (TAXES) value (INR) will be added to the converted values.
Note on K71: gepadmin: 1. If you choose "Full Conversion" then Column BA (AMOUNT) and Column BB (TAXES) BOTH values will be convert based on selected Currency in (Column L). 2. If you choose "Partial Conversion" then Column BA (AMOUNT) only will be converted based on selected currency (Column L) and Column BB (TAXES) value (INR) will be added to the converted values.
Note on K73: gepadmin: 1. If you choose "Full Conversion" then Column BA (AMOUNT) and Column BB (TAXES) BOTH values will be convert based on selected Currency in (Column L). 2. If you choose "Partial Conversion" then Column BA (AMOUNT) only will be converted based on selected currency (Column L) and Column BB (TAXES) value (INR) will be added to the converted values.
Note on K74: gepadmin: 1. If you choose "Full Conversion" then Column BA (AMOUNT) and Column BB (TAXES) BOTH values will be convert based on selected Currency in (Column L). 2. If you choose "Partial Conversion" then Column BA (AMOUNT) only will be converted based on selected currency (Column L) and Column BB (TAXES) value (INR) will be added to the converted values.
Note on K75: gepadmin: 1. If you choose "Full Conversion" then Column BA (AMOUNT) and Column BB (TAXES) BOTH values will be convert based on selected Currency in (Column L). 2. If you choose "Partial Conversion" then Column BA (AMOUNT) only will be converted based on selected currency (Column L) and Column BB (TAXES) value (INR) will be added to the converted values.
Note on K76: gepadmin: 1. If you choose "Full Conversion" then Column BA (AMOUNT) and Column BB (TAXES) BOTH values will be convert based on selected Currency in (Column L). 2. If you choose "Partial Conversion" then Column BA (AMOUNT) only will be converted based on selected currency (Column L) and Column BB (TAXES) value (INR) will be added to the converted values.
Note on K77: gepadmin: 1. If you choose "Full Conversion" then Column BA (AMOUNT) and Column BB (TAXES) BOTH values will be convert based on selected Currency in (Column L). 2. If you choose "Partial Conversion" then Column BA (AMOUNT) only will be converted based on selected currency (Column L) and Column BB (TAXES) value (INR) will be added to the converted values.
Note on K82: gepadmin: 1. If you choose "Full Conversion" then Column BA (AMOUNT) and Column BB (TAXES) BOTH values will be convert based on selected Currency in (Column L). 2. If you choose "Partial Conversion" then Column BA (AMOUNT) only will be converted based on selected currency (Column L) and Column BB (TAXES) value (INR) will be added to the converted values.
Note on K83: gepadmin: 1. If you choose "Full Conversion" then Column BA (AMOUNT) and Column BB (TAXES) BOTH values will be convert based on selected Currency in (Column L). 2. If you choose "Partial Conversion" then Column BA (AMOUNT) only will be converted based on selected currency (Column L) and Column BB (TAXES) value (INR) will be added to the converted values.
Note on K78: gepadmin: 1. If you choose "Full Conversion" then Column BA (AMOUNT) and Column BB (TAXES) BOTH values will be convert based on selected Currency in (Column L). 2. If you choose "Partial Conversion" then Column BA (AMOUNT) only will be converted based on selected currency (Column L) and Column BB (TAXES) value (INR) will be added to the converted values.
Note on K79: gepadmin: 1. If you choose "Full Conversion" then Column BA (AMOUNT) and Column BB (TAXES) BOTH values will be convert based on selected Currency in (Column L). 2. If you choose "Partial Conversion" then Column BA (AMOUNT) only will be converted based on selected currency (Column L) and Column BB (TAXES) value (INR) will be added to the converted values.
Note on K80: gepadmin: 1. If you choose "Full Conversion" then Column BA (AMOUNT) and Column BB (TAXES) BOTH values will be convert based on selected Currency in (Column L). 2. If you choose "Partial Conversion" then Column BA (AMOUNT) only will be converted based on selected currency (Column L) and Column BB (TAXES) value (INR) will be added to the converted values.
Note on K81: gepadmin: 1. If you choose "Full Conversion" then Column BA (AMOUNT) and Column BB (TAXES) BOTH values will be convert based on selected Currency in (Column L). 2. If you choose "Partial Conversion" then Column BA (AMOUNT) only will be converted based on selected currency (Column L) and Column BB (TAXES) value (INR) will be added to the converted values.
Note on K84: gepadmin: 1. If you choose "Full Conversion" then Column BA (AMOUNT) and Column BB (TAXES) BOTH values will be convert based on selected Currency in (Column L). 2. If you choose "Partial Conversion" then Column BA (AMOUNT) only will be converted based on selected currency (Column L) and Column BB (TAXES) value (INR) will be added to the converted values.
Note on K85: gepadmin: 1. If you choose "Full Conversion" then Column BA (AMOUNT) and Column BB (TAXES) BOTH values will be convert based on selected Currency in (Column L). 2. If you choose "Partial Conversion" then Column BA (AMOUNT) only will be converted based on selected currency (Column L) and Column BB (TAXES) value (INR) will be added to the converted values.
Note on K86: gepadmin: 1. If you choose "Full Conversion" then Column BA (AMOUNT) and Column BB (TAXES) BOTH values will be convert based on selected Currency in (Column L). 2. If you choose "Partial Conversion" then Column BA (AMOUNT) only will be converted based on selected currency (Column L) and Column BB (TAXES) value (INR) will be added to the converted values.
Note on K88: gepadmin: 1. If you choose "Full Conversion" then Column BA (AMOUNT) and Column BB (TAXES) BOTH values will be convert based on selected Currency in (Column L). 2. If you choose "Partial Conversion" then Column BA (AMOUNT) only will be converted based on selected currency (Column L) and Column BB (TAXES) value (INR) will be added to the converted values.
Note on K89: gepadmin: 1. If you choose "Full Conversion" then Column BA (AMOUNT) and Column BB (TAXES) BOTH values will be convert based on selected Currency in (Column L). 2. If you choose "Partial Conversion" then Column BA (AMOUNT) only will be converted based on selected currency (Column L) and Column BB (TAXES) value (INR) will be added to the converted values.
Note on K90: gepadmin: 1. If you choose "Full Conversion" then Column BA (AMOUNT) and Column BB (TAXES) BOTH values will be convert based on selected Currency in (Column L). 2. If you choose "Partial Conversion" then Column BA (AMOUNT) only will be converted based on selected currency (Column L) and Column BB (TAXES) value (INR) will be added to the converted values.
Note on K91: gepadmin: 1. If you choose "Full Conversion" then Column BA (AMOUNT) and Column BB (TAXES) BOTH values will be convert based on selected Currency in (Column L). 2. If you choose "Partial Conversion" then Column BA (AMOUNT) only will be converted based on selected currency (Column L) and Column BB (TAXES) value (INR) will be added to the converted values.
Note on K92: gepadmin: 1. If you choose "Full Conversion" then Column BA (AMOUNT) and Column BB (TAXES) BOTH values will be convert based on selected Currency in (Column L). 2. If you choose "Partial Conversion" then Column BA (AMOUNT) only will be converted based on selected currency (Column L) and Column BB (TAXES) value (INR) will be added to the converted values.
Note on K93: gepadmin: 1. If you choose "Full Conversion" then Column BA (AMOUNT) and Column BB (TAXES) BOTH values will be convert based on selected Currency in (Column L). 2. If you choose "Partial Conversion" then Column BA (AMOUNT) only will be converted based on selected currency (Column L) and Column BB (TAXES) value (INR) will be added to the converted values.
Note on K94: gepadmin: 1. If you choose "Full Conversion" then Column BA (AMOUNT) and Column BB (TAXES) BOTH values will be convert based on selected Currency in (Column L). 2. If you choose "Partial Conversion" then Column BA (AMOUNT) only will be converted based on selected currency (Column L) and Column BB (TAXES) value (INR) will be added to the converted values.
Note on K96: gepadmin: 1. If you choose "Full Conversion" then Column BA (AMOUNT) and Column BB (TAXES) BOTH values will be convert based on selected Currency in (Column L). 2. If you choose "Partial Conversion" then Column BA (AMOUNT) only will be converted based on selected currency (Column L) and Column BB (TAXES) value (INR) will be added to the converted values.
Note on K97: gepadmin: 1. If you choose "Full Conversion" then Column BA (AMOUNT) and Column BB (TAXES) BOTH values will be convert based on selected Currency in (Column L). 2. If you choose "Partial Conversion" then Column BA (AMOUNT) only will be converted based on selected currency (Column L) and Column BB (TAXES) value (INR) will be added to the converted values.
Note on K98: gepadmin: 1. If you choose "Full Conversion" then Column BA (AMOUNT) and Column BB (TAXES) BOTH values will be convert based on selected Currency in (Column L). 2. If you choose "Partial Conversion" then Column BA (AMOUNT) only will be converted based on selected currency (Column L) and Column BB (TAXES) value (INR) will be added to the converted values.
Note on K99: gepadmin: 1. If you choose "Full Conversion" then Column BA (AMOUNT) and Column BB (TAXES) BOTH values will be convert based on selected Currency in (Column L). 2. If you choose "Partial Conversion" then Column BA (AMOUNT) only will be converted based on selected currency (Column L) and Column BB (TAXES) value (INR) will be added to the converted values.
Note on K100: gepadmin: 1. If you choose "Full Conversion" then Column BA (AMOUNT) and Column BB (TAXES) BOTH values will be convert based on selected Currency in (Column L). 2. If you choose "Partial Conversion" then Column BA (AMOUNT) only will be converted based on selected currency (Column L) and Column BB (TAXES) value (INR) will be added to the converted values.
Note on K101: gepadmin: 1. If you choose "Full Conversion" then Column BA (AMOUNT) and Column BB (TAXES) BOTH values will be convert based on selected Currency in (Column L). 2. If you choose "Partial Conversion" then Column BA (AMOUNT) only will be converted based on selected currency (Column L) and Column BB (TAXES) value (INR) will be added to the converted values.
Note on K103: gepadmin: 1. If you choose "Full Conversion" then Column BA (AMOUNT) and Column BB (TAXES) BOTH values will be convert based on selected Currency in (Column L). 2. If you choose "Partial Conversion" then Column BA (AMOUNT) only will be converted based on selected currency (Column L) and Column BB (TAXES) value (INR) will be added to the converted values.
Note on K104: gepadmin: 1. If you choose "Full Conversion" then Column BA (AMOUNT) and Column BB (TAXES) BOTH values will be convert based on selected Currency in (Column L). 2. If you choose "Partial Conversion" then Column BA (AMOUNT) only will be converted based on selected currency (Column L) and Column BB (TAXES) value (INR) will be added to the converted values.
Note on K105: gepadmin: 1. If you choose "Full Conversion" then Column BA (AMOUNT) and Column BB (TAXES) BOTH values will be convert based on selected Currency in (Column L). 2. If you choose "Partial Conversion" then Column BA (AMOUNT) only will be converted based on selected currency (Column L) and Column BB (TAXES) value (INR) will be added to the converted values.
Note on K106: gepadmin: 1. If you choose "Full Conversion" then Column BA (AMOUNT) and Column BB (TAXES) BOTH values will be convert based on selected Currency in (Column L). 2. If you choose "Partial Conversion" then Column BA (AMOUNT) only will be converted based on selected currency (Column L) and Column BB (TAXES) value (INR) will be added to the converted values.
Note on K107: gepadmin: 1. If you choose "Full Conversion" then Column BA (AMOUNT) and Column BB (TAXES) BOTH values will be convert based on selected Currency in (Column L). 2. If you choose "Partial Conversion" then Column BA (AMOUNT) only will be converted based on selected currency (Column L) and Column BB (TAXES) value (INR) will be added to the converted values.
Note on K108: gepadmin: 1. If you choose "Full Conversion" then Column BA (AMOUNT) and Column BB (TAXES) BOTH values will be convert based on selected Currency in (Column L). 2. If you choose "Partial Conversion" then Column BA (AMOUNT) only will be converted based on selected currency (Column L) and Column BB (TAXES) value (INR) will be added to the converted values.
Note on K109: gepadmin: 1. If you choose "Full Conversion" then Column BA (AMOUNT) and Column BB (TAXES) BOTH values will be convert based on selected Currency in (Column L). 2. If you choose "Partial Conversion" then Column BA (AMOUNT) only will be converted based on selected currency (Column L) and Column BB (TAXES) value (INR) will be added to the converted values.
Note on K110: gepadmin: 1. If you choose "Full Conversion" then Column BA (AMOUNT) and Column BB (TAXES) BOTH values will be convert based on selected Currency in (Column L). 2. If you choose "Partial Conversion" then Column BA (AMOUNT) only will be converted based on selected currency (Column L) and Column BB (TAXES) value (INR) will be added to the converted values.
Note on K111: gepadmin: 1. If you choose "Full Conversion" then Column BA (AMOUNT) and Column BB (TAXES) BOTH values will be convert based on selected Currency in (Column L). 2. If you choose "Partial Conversion" then Column BA (AMOUNT) only will be converted based on selected currency (Column L) and Column BB (TAXES) value (INR) will be added to the converted values.
Note on K112: gepadmin: 1. If you choose "Full Conversion" then Column BA (AMOUNT) and Column BB (TAXES) BOTH values will be convert based on selected Currency in (Column L). 2. If you choose "Partial Conversion" then Column BA (AMOUNT) only will be converted based on selected currency (Column L) and Column BB (TAXES) value (INR) will be added to the converted values.
Note on K113: gepadmin: 1. If you choose "Full Conversion" then Column BA (AMOUNT) and Column BB (TAXES) BOTH values will be convert based on selected Currency in (Column L). 2. If you choose "Partial Conversion" then Column BA (AMOUNT) only will be converted based on selected currency (Column L) and Column BB (TAXES) value (INR) will be added to the converted values.
Note on K114: gepadmin: 1. If you choose "Full Conversion" then Column BA (AMOUNT) and Column BB (TAXES) BOTH values will be convert based on selected Currency in (Column L). 2. If you choose "Partial Conversion" then Column BA (AMOUNT) only will be converted based on selected currency (Column L) and Column BB (TAXES) value (INR) will be added to the converted values.
Note on K115: gepadmin: 1. If you choose "Full Conversion" then Column BA (AMOUNT) and Column BB (TAXES) BOTH values will be convert based on selected Currency in (Column L). 2. If you choose "Partial Conversion" then Column BA (AMOUNT) only will be converted based on selected currency (Column L) and Column BB (TAXES) value (INR) will be added to the converted values.
Note on K116: gepadmin: 1. If you choose "Full Conversion" then Column BA (AMOUNT) and Column BB (TAXES) BOTH values will be convert based on selected Currency in (Column L). 2. If you choose "Partial Conversion" then Column BA (AMOUNT) only will be converted based on selected currency (Column L) and Column BB (TAXES) value (INR) will be added to the converted values.
Note on K117: gepadmin: 1. If you choose "Full Conversion" then Column BA (AMOUNT) and Column BB (TAXES) BOTH values will be convert based on selected Currency in (Column L). 2. If you choose "Partial Conversion" then Column BA (AMOUNT) only will be converted based on selected currency (Column L) and Column BB (TAXES) value (INR) will be added to the converted values.
Note on K17: gepadmin: 1. If you choose "Full Conversion" then Column BA (AMOUNT) and Column BB (TAXES) BOTH values will be convert based on selected Currency in (Column L). 2. If you choose "Partial Conversion" then Column BA (AMOUNT) only will be converted based on selected currency (Column L) and Column BB (TAXES) value (INR) will be added to the converted values.
Note on K29: gepadmin: 1. If you choose "Full Conversion" then Column BA (AMOUNT) and Column BB (TAXES) BOTH values will be convert based on selected Currency in (Column L). 2. If you choose "Partial Conversion" then Column BA (AMOUNT) only will be converted based on selected currency (Column L) and Column BB (TAXES) value (INR) will be added to the converted values.
Note on K41: gepadmin: 1. If you choose "Full Conversion" then Column BA (AMOUNT) and Column BB (TAXES) BOTH values will be convert based on selected Currency in (Column L). 2. If you choose "Partial Conversion" then Column BA (AMOUNT) only will be converted based on selected currency (Column L) and Column BB (TAXES) value (INR) will be added to the converted values.
Note on K53: gepadmin: 1. If you choose "Full Conversion" then Column BA (AMOUNT) and Column BB (TAXES) BOTH values will be convert based on selected Currency in (Column L). 2. If you choose "Partial Conversion" then Column BA (AMOUNT) only will be converted based on selected currency (Column L) and Column BB (TAXES) value (INR) will be added to the converted values.
Note on K62: gepadmin: 1. If you choose "Full Conversion" then Column BA (AMOUNT) and Column BB (TAXES) BOTH values will be convert based on selected Currency in (Column L). 2. If you choose "Partial Conversion" then Column BA (AMOUNT) only will be converted based on selected currency (Column L) and Column BB (TAXES) value (INR) will be added to the converted values.
Note on K68: gepadmin: 1. If you choose "Full Conversion" then Column BA (AMOUNT) and Column BB (TAXES) BOTH values will be convert based on selected Currency in (Column L). 2. If you choose "Partial Conversion" then Column BA (AMOUNT) only will be converted based on selected currency (Column L) and Column BB (TAXES) value (INR) will be added to the converted values.
Note on K72: gepadmin: 1. If you choose "Full Conversion" then Column BA (AMOUNT) and Column BB (TAXES) BOTH values will be convert based on selected Currency in (Column L). 2. If you choose "Partial Conversion" then Column BA (AMOUNT) only will be converted based on selected currency (Column L) and Column BB (TAXES) value (INR) will be added to the converted values.
Note on K87: gepadmin: 1. If you choose "Full Conversion" then Column BA (AMOUNT) and Column BB (TAXES) BOTH values will be convert based on selected Currency in (Column L). 2. If you choose "Partial Conversion" then Column BA (AMOUNT) only will be converted based on selected currency (Column L) and Column BB (TAXES) value (INR) will be added to the converted values.
Note on K95: gepadmin: 1. If you choose "Full Conversion" then Column BA (AMOUNT) and Column BB (TAXES) BOTH values will be convert based on selected Currency in (Column L). 2. If you choose "Partial Conversion" then Column BA (AMOUNT) only will be converted based on selected currency (Column L) and Column BB (TAXES) value (INR) will be added to the converted values.
Note on K102: gepadmin: 1. If you choose "Full Conversion" then Column BA (AMOUNT) and Column BB (TAXES) BOTH values will be convert based on selected Currency in (Column L). 2. If you choose "Partial Conversion" then Column BA (AMOUNT) only will be converted based on selected currency (Column L) and Column BB (TAXES) value (INR) will be added to the converted values.
Note on K118: gepadmin: 1. If you choose "Full Conversion" then Column BA (AMOUNT) and Column BB (TAXES) BOTH values will be convert based on selected Currency in (Column L). 2. If you choose "Partial Conversion" then Column BA (AMOUNT) only will be converted based on selected currency (Column L) and Column BB (TAXES) value (INR) will be added to the converted values.
Note on K119: gepadmin: 1. If you choose "Full Conversion" then Column BA (AMOUNT) and Column BB (TAXES) BOTH values will be convert based on selected Currency in (Column L). 2. If you choose "Partial Conversion" then Column BA (AMOUNT) only will be converted based on selected currency (Column L) and Column BB (TAXES) value (INR) will be added to the converted values.
Note on K120: gepadmin: 1. If you choose "Full Conversion" then Column BA (AMOUNT) and Column BB (TAXES) BOTH values will be convert based on selected Currency in (Column L). 2. If you choose "Partial Conversion" then Column BA (AMOUNT) only will be converted based on selected currency (Column L) and Column BB (TAXES) value (INR) will be added to the converted values.
Note on K121: gepadmin: 1. If you choose "Full Conversion" then Column BA (AMOUNT) and Column BB (TAXES) BOTH values will be convert based on selected Currency in (Column L). 2. If you choose "Partial Conversion" then Column BA (AMOUNT) only will be converted based on selected currency (Column L) and Column BB (TAXES) value (INR) will be added to the converted values.
Note on K122: gepadmin: 1. If you choose "Full Conversion" then Column BA (AMOUNT) and Column BB (TAXES) BOTH values will be convert based on selected Currency in (Column L). 2. If you choose "Partial Conversion" then Column BA (AMOUNT) only will be converted based on selected currency (Column L) and Column BB (TAXES) value (INR) will be added to the converted values.
Note on K123: gepadmin: 1. If you choose "Full Conversion" then Column BA (AMOUNT) and Column BB (TAXES) BOTH values will be convert based on selected Currency in (Column L). 2. If you choose "Partial Conversion" then Column BA (AMOUNT) only will be converted based on selected currency (Column L) and Column BB (TAXES) value (INR) will be added to the converted values.
Note on K124: gepadmin: 1. If you choose "Full Conversion" then Column BA (AMOUNT) and Column BB (TAXES) BOTH values will be convert based on selected Currency in (Column L). 2. If you choose "Partial Conversion" then Column BA (AMOUNT) only will be converted based on selected currency (Column L) and Column BB (TAXES) value (INR) will be added to the converted values.
Note on K125: gepadmin: 1. If you choose "Full Conversion" then Column BA (AMOUNT) and Column BB (TAXES) BOTH values will be convert based on selected Currency in (Column L). 2. If you choose "Partial Conversion" then Column BA (AMOUNT) only will be converted based on selected currency (Column L) and Column BB (TAXES) value (INR) will be added to the converted values.
Note on K126: gepadmin: 1. If you choose "Full Conversion" then Column BA (AMOUNT) and Column BB (TAXES) BOTH values will be convert based on selected Currency in (Column L). 2. If you choose "Partial Conversion" then Column BA (AMOUNT) only will be converted based on selected currency (Column L) and Column BB (TAXES) value (INR) will be added to the converted values.
Note on K127: gepadmin: 1. If you choose "Full Conversion" then Column BA (AMOUNT) and Column BB (TAXES) BOTH values will be convert based on selected Currency in (Column L). 2. If you choose "Partial Conversion" then Column BA (AMOUNT) only will be converted based on selected currency (Column L) and Column BB (TAXES) value (INR) will be added to the converted values.
Note on K128: gepadmin: 1. If you choose "Full Conversion" then Column BA (AMOUNT) and Column BB (TAXES) BOTH values will be convert based on selected Currency in (Column L). 2. If you choose "Partial Conversion" then Column BA (AMOUNT) only will be converted based on selected currency (Column L) and Column BB (TAXES) value (INR) will be added to the converted values.
Note on K129: gepadmin: 1. If you choose "Full Conversion" then Column BA (AMOUNT) and Column BB (TAXES) BOTH values will be convert based on selected Currency in (Column L). 2. If you choose "Partial Conversion" then Column BA (AMOUNT) only will be converted based on selected currency (Column L) and Column BB (TAXES) value (INR) will be added to the converted values.
Note on K130: gepadmin: 1. If you choose "Full Conversion" then Column BA (AMOUNT) and Column BB (TAXES) BOTH values will be convert based on selected Currency in (Column L). 2. If you choose "Partial Conversion" then Column BA (AMOUNT) only will be converted based on selected currency (Column L) and Column BB (TAXES) value (INR) will be added to the converted values.
Note on K131: gepadmin: 1. If you choose "Full Conversion" then Column BA (AMOUNT) and Column BB (TAXES) BOTH values will be convert based on selected Currency in (Column L). 2. If you choose "Partial Conversion" then Column BA (AMOUNT) only will be converted based on selected currency (Column L) and Column BB (TAXES) value (INR) will be added to the converted values.
Note on K132: gepadmin: 1. If you choose "Full Conversion" then Column BA (AMOUNT) and Column BB (TAXES) BOTH values will be convert based on selected Currency in (Column L). 2. If you choose "Partial Conversion" then Column BA (AMOUNT) only will be converted based on selected currency (Column L) and Column BB (TAXES) value (INR) will be added to the converted values.
Note on K133: gepadmin: 1. If you choose "Full Conversion" then Column BA (AMOUNT) and Column BB (TAXES) BOTH values will be convert based on selected Currency in (Column L). 2. If you choose "Partial Conversion" then Column BA (AMOUNT) only will be converted based on selected currency (Column L) and Column BB (TAXES) value (INR) will be added to the converted values.
Note on K134: gepadmin: 1. If you choose "Full Conversion" then Column BA (AMOUNT) and Column BB (TAXES) BOTH values will be convert based on selected Currency in (Column L). 2. If you choose "Partial Conversion" then Column BA (AMOUNT) only will be converted based on selected currency (Column L) and Column BB (TAXES) value (INR) will be added to the converted values.
Note on K135: gepadmin: 1. If you choose "Full Conversion" then Column BA (AMOUNT) and Column BB (TAXES) BOTH values will be convert based on selected Currency in (Column L). 2. If you choose "Partial Conversion" then Column BA (AMOUNT) only will be converted based on selected currency (Column L) and Column BB (TAXES) value (INR) will be added to the converted values.
Note on K136: gepadmin: 1. If you choose "Full Conversion" then Column BA (AMOUNT) and Column BB (TAXES) BOTH values will be convert based on selected Currency in (Column L). 2. If you choose "Partial Conversion" then Column BA (AMOUNT) only will be converted based on selected currency (Column L) and Column BB (TAXES) value (INR) will be added to the converted values.
Note on K137: gepadmin: 1. If you choose "Full Conversion" then Column BA (AMOUNT) and Column BB (TAXES) BOTH values will be convert based on selected Currency in (Column L). 2. If you choose "Partial Conversion" then Column BA (AMOUNT) only will be converted based on selected currency (Column L) and Column BB (TAXES) value (INR) will be added to the converted values.
Note on K138: gepadmin: 1. If you choose "Full Conversion" then Column BA (AMOUNT) and Column BB (TAXES) BOTH values will be convert based on selected Currency in (Column L). 2. If you choose "Partial Conversion" then Column BA (AMOUNT) only will be converted based on selected currency (Column L) and Column BB (TAXES) value (INR) will be added to the converted values.
Note on K139: gepadmin: 1. If you choose "Full Conversion" then Column BA (AMOUNT) and Column BB (TAXES) BOTH values will be convert based on selected Currency in (Column L). 2. If you choose "Partial Conversion" then Column BA (AMOUNT) only will be converted based on selected currency (Column L) and Column BB (TAXES) value (INR) will be added to the converted values.
Note on K140: gepadmin: 1. If you choose "Full Conversion" then Column BA (AMOUNT) and Column BB (TAXES) BOTH values will be convert based on selected Currency in (Column L). 2. If you choose "Partial Conversion" then Column BA (AMOUNT) only will be converted based on selected currency (Column L) and Column BB (TAXES) value (INR) will be added to the converted values.
Note on K141: gepadmin: 1. If you choose "Full Conversion" then Column BA (AMOUNT) and Column BB (TAXES) BOTH values will be convert based on selected Currency in (Column L). 2. If you choose "Partial Conversion" then Column BA (AMOUNT) only will be converted based on selected currency (Column L) and Column BB (TAXES) value (INR) will be added to the converted values.
Note on K142: gepadmin: 1. If you choose "Full Conversion" then Column BA (AMOUNT) and Column BB (TAXES) BOTH values will be convert based on selected Currency in (Column L). 2. If you choose "Partial Conversion" then Column BA (AMOUNT) only will be converted based on selected currency (Column L) and Column BB (TAXES) value (INR) will be added to the converted values.
Note on K143: gepadmin: 1. If you choose "Full Conversion" then Column BA (AMOUNT) and Column BB (TAXES) BOTH values will be convert based on selected Currency in (Column L). 2. If you choose "Partial Conversion" then Column BA (AMOUNT) only will be converted based on selected currency (Column L) and Column BB (TAXES) value (INR) will be added to the converted values.
Note on K144: gepadmin: 1. If you choose "Full Conversion" then Column BA (AMOUNT) and Column BB (TAXES) BOTH values will be convert based on selected Currency in (Column L). 2. If you choose "Partial Conversion" then Column BA (AMOUNT) only will be converted based on selected currency (Column L) and Column BB (TAXES) value (INR) will be added to the converted values.
Note on K145: gepadmin: 1. If you choose "Full Conversion" then Column BA (AMOUNT) and Column BB (TAXES) BOTH values will be convert based on selected Currency in (Column L). 2. If you choose "Partial Conversion" then Column BA (AMOUNT) only will be converted based on selected currency (Column L) and Column BB (TAXES) value (INR) will be added to the converted values.
Note on K146: gepadmin: 1. If you choose "Full Conversion" then Column BA (AMOUNT) and Column BB (TAXES) BOTH values will be convert based on selected Currency in (Column L). 2. If you choose "Partial Conversion" then Column BA (AMOUNT) only will be converted based on selected currency (Column L) and Column BB (TAXES) value (INR) will be added to the converted values.
Note on K147: gepadmin: 1. If you choose "Full Conversion" then Column BA (AMOUNT) and Column BB (TAXES) BOTH values will be convert based on selected Currency in (Column L). 2. If you choose "Partial Conversion" then Column BA (AMOUNT) only will be converted based on selected currency (Column L) and Column BB (TAXES) value (INR) will be added to the converted values.
Note on K148: gepadmin: 1. If you choose "Full Conversion" then Column BA (AMOUNT) and Column BB (TAXES) BOTH values will be convert based on selected Currency in (Column L). 2. If you choose "Partial Conversion" then Column BA (AMOUNT) only will be converted based on selected currency (Column L) and Column BB (TAXES) value (INR) will be added to the converted values.
Note on K149: gepadmin: 1. If you choose "Full Conversion" then Column BA (AMOUNT) and Column BB (TAXES) BOTH values will be convert based on selected Currency in (Column L). 2. If you choose "Partial Conversion" then Column BA (AMOUNT) only will be converted based on selected currency (Column L) and Column BB (TAXES) value (INR) will be added to the converted values.
Note on K150: gepadmin: 1. If you choose "Full Conversion" then Column BA (AMOUNT) and Column BB (TAXES) BOTH values will be convert based on selected Currency in (Column L). 2. If you choose "Partial Conversion" then Column BA (AMOUNT) only will be converted based on selected currency (Column L) and Column BB (TAXES) value (INR) will be added to the converted values.
Note on K151: gepadmin: 1. If you choose "Full Conversion" then Column BA (AMOUNT) and Column BB (TAXES) BOTH values will be convert based on selected Currency in (Column L). 2. If you choose "Partial Conversion" then Column BA (AMOUNT) only will be converted based on selected currency (Column L) and Column BB (TAXES) value (INR) will be added to the converted values.
Note on K152: gepadmin: 1. If you choose "Full Conversion" then Column BA (AMOUNT) and Column BB (TAXES) BOTH values will be convert based on selected Currency in (Column L). 2. If you choose "Partial Conversion" then Column BA (AMOUNT) only will be converted based on selected currency (Column L) and Column BB (TAXES) value (INR) will be added to the converted values.
Note on K153: gepadmin: 1. If you choose "Full Conversion" then Column BA (AMOUNT) and Column BB (TAXES) BOTH values will be convert based on selected Currency in (Column L). 2. If you choose "Partial Conversion" then Column BA (AMOUNT) only will be converted based on selected currency (Column L) and Column BB (TAXES) value (INR) will be added to the converted values.
Note on K155: gepadmin: 1. If you choose "Full Conversion" then Column BA (AMOUNT) and Column BB (TAXES) BOTH values will be convert based on selected Currency in (Column L). 2. If you choose "Partial Conversion" then Column BA (AMOUNT) only will be converted based on selected currency (Column L) and Column BB (TAXES) value (INR) will be added to the converted values.
Note on K156: gepadmin: 1. If you choose "Full Conversion" then Column BA (AMOUNT) and Column BB (TAXES) BOTH values will be convert based on selected Currency in (Column L). 2. If you choose "Partial Conversion" then Column BA (AMOUNT) only will be converted based on selected currency (Column L) and Column BB (TAXES) value (INR) will be added to the converted values.
Note on K154: gepadmin: 1. If you choose "Full Conversion" then Column BA (AMOUNT) and Column BB (TAXES) BOTH values will be convert based on selected Currency in (Column L). 2. If you choose "Partial Conversion" then Column BA (AMOUNT) only will be converted based on selected currency (Column L) and Column BB (TAXES) value (INR) will be added to the converted values.

## Macros
Please Enable Macros to View BoQ information